## Document map
AEG Measure Catalog-Attribute Config-1
Focus On Energy - Midstream Program

## AEG Measure Catalog-Attribute C
Focus On Energy - Utility Measure Catalog and Attribute Config Report v.2
Utility Catalog ID Program Product Type Category Measure Name Measure Status | [6 empty] | annual_kwh | annual_therms_saved | customer_refid | date_installed | elec_util_cust_incentive | gas_util_cust_incentive | grand_total | incentive_amount | kw_impact | kwh_impact | lifecycle_kwh | lifecycle_therms | manufacturer | measure_life | model_number | product_catalog | serial_number | type_sel | water_heating_type_sel | wattage | annual_gallons_saved | baseline_category | device_category_base | fuel_type | gallons_water | incremental_cost_basis | kwh_impact_2 | kwh_impact_3 | lifetime_savings | line_id | measure_code | natural_gas_savings_mmbtu | savings_type | total_mmbtu | equipment_sel | equipment_type_sel | installed_equipment_sel | number_units | part_id | uef | ahri_ref_number | fuel_type_sel | indoor_unit_manufacturer | indoor_unit_model | outdoor_unit_manufacturer | outdoor_unit_model | seer | serial_number_outdoor_unit | system_type_sel | tons | fuel_used_sel | heater_type_sel | size_sel | space_type_sel | door_type_sel
Focus On Energy | 59393 | Midstream Program | Heating & Cooling Equipment | Air Cleaners | Circulator Pump | Disabled
| 62503 | Midstream Program | Custom | Commercial Custom | Default Midstream Testing Measure | Disabled | [23 empty] | Both | [8 empty] | Prescriptive
| 59394 | Midstream Program | Kitchen Equipment | Cooking Equipment | Fryer, Elec, Ag Com Indu | Active |  |  | 2337 | [10 empty] | 12 |  | Fryer- Elec- Ag Com Indu | [18 empty] | Commercial Kitchen Equipment | Electric | Fryer
| 59395 | Midstream Program | Kitchen Equipment | Cooking Equipment | Fryer, Elec, Sch Govt | Active |  |  | 2337 | [10 empty] | 12 |  | Fryer- Elec- Sch Govt | [18 empty] | Commercial Kitchen Equipment | Electric | Fryer
| 59396 | Midstream Program | Kitchen Equipment | Cooking Equipment | Fryer, Gas, Ag Com Indu | Active |  |  | 2338 | [10 empty] | 12 |  | Fryer- Gas- Ag Com Indu | [18 empty] | Commercial Kitchen Equipment | Natural Gas | Fryer
| 59397 | Midstream Program | Kitchen Equipment | Cooking Equipment | Fryer, Gas, Sch Govt | Active |  |  | 2338 | [10 empty] | 12 |  | Fryer- Gas- Sch Govt | [18 empty] | Commercial Kitchen Equipment | Natural Gas | Fryer
| 59398 | Midstream Program | Kitchen Equipment | Cooking Equipment | Griddle, Elec, Ag Com Indu | Active | 1160 |  | 2371 |  | 125 |  |  |  | 0.2384 |  | 13920 |  |  | 12 |  | Griddle- Elec- Ag Com Indu | [18 empty] | Commercial Kitchen Equipment | Electric | Griddle
| 59399 | Midstream Program | Kitchen Equipment | Cooking Equipment | Griddle, Elec, Sch Govt | Active | 716 |  | 2371 |  | 125 |  |  |  | 0.2535 |  | 8592 |  |  | 12 |  | Griddle- Elec- Sch Govt | [18 empty] | Commercial Kitchen Equipment | Electric | Griddle
| 59400 | Midstream Program | Kitchen Equipment | Cooking Equipment | Griddle, Gas, Ag Com Indu | Active |  | 100 | 2372 |  | 150 | [6 empty] | 1200 |  | 12 |  | Griddle- Gas- Ag Com Indu | [18 empty] | Commercial Kitchen Equipment | Natural Gas | Griddle
| 59401 | Midstream Program | Kitchen Equipment | Cooking Equipment | Griddle, Gas, Sch Govt | Active |  | 53 | 2372 |  | 150 | [6 empty] | 636 |  | 12 |  | Griddle- Gas- Sch Govt | [18 empty] | Commercial Kitchen Equipment | Natural Gas | Griddle
| 65281 | Midstream Program | Domestic Hot Water | DHW Flow Reduction | Circulator Pump, Wholesale, < 100 Watts | Active | 243 | 0 | 5166 |  | 50 |  |  |  | 0.015 |  | 3645 | 0 |  | 15 | [20 empty] | Circulator Pump |  | <100
| 83033 | Midstream Program | Domestic Hot Water | DHW Flow Reduction | Comm Water Heater, >=2.0 COP, Heat Pump Storage Electric | Active | 10737 |  | 4941 |  |  |  |  | 300 |  |  | 128842 |  |  | 12 | [20 empty] | Water Heating |  | Commercial Water Heater
| 83031 | Midstream Program | Domestic Hot Water | DHW Flow Reduction | Comm Water Heater, >=90% TE, Natural Gas | Active |  | 149 | 3045 |  |  |  |  | 175 |  |  |  | 1486 |  | 10 | [20 empty] | Water Heating |  | Commercial Water Heater
| 83032 | Midstream Program | Domestic Hot Water | DHW Flow Reduction | Comm Water Heater, >=90% TE, Tankless, Natural Gas | Active |  | 276 | 4942 |  |  |  |  | 175 |  |  |  | 4691 |  | 17 | [20 empty] | Water Heating |  | Commercial Water Heater
| 83030 | Midstream Program | Domestic Hot Water | DHW Flow Reduction | Comm Water Heater, >=95% TE, K-12 School, Natural Gas | Active |  | 363 | 5083 |  |  |  |  | 50 |  |  |  | 3627 |  | 10 | [20 empty] | Water Heating |  | Commercial Water Heater
| 76282 | Midstream Program | Domestic Hot Water | DHW Flow Reduction | Ductless Mini-Split Bonus | Active |  |  | 5397 |  |  |  |  | 150
| 83034 | Midstream Program | Domestic Hot Water | DHW Flow Reduction | Freezer, Chest, Glass Door: 15-29 cu ft, ENERGY STAR | Active | 647 |  | 2335 |  |  |  |  | 100 | 0.074 |  | 7764 |  |  | 12 | [20 empty] | Commercial Kitchen Equipment |  | Freezer
| 83035 | Midstream Program | Domestic Hot Water | DHW Flow Reduction | Freezer, Chest, Glass Door: 30-49 cu ft, ENERGY STAR | Active | 203 |  | 2333 |  |  |  |  | 100 | 0.023 |  | 2436 |  |  | 12 | [20 empty] | Commercial Kitchen Equipment |  | Freezer
| 83036 | Midstream Program | Domestic Hot Water | DHW Flow Reduction | Freezer, Chest, Glass Door: 50+ cu ft, ENERGY STAR | Active | 486 |  | 2334 |  |  |  |  | 100 | 0.055 |  | 5832 |  |  | 12 | [20 empty] | Commercial Kitchen Equipment |  | Freezer
| 83037 | Midstream Program | Domestic Hot Water | DHW Flow Reduction | Freezer, Chest, Solid Door: <15 cu ft, ENERGY STAR | Active | 1052 |  | 2331 |  |  |  |  | 100 | 0.120 |  | 12624 |  |  | 12 | [20 empty] | Commercial Kitchen Equipment |  | Freezer
| 83038 | Midstream Program | Domestic Hot Water | DHW Flow Reduction | Freezer, Chest, Solid Door: 15-29 cu ft, ENERGY STAR | Active | 1591 |  | 2332 |  |  |  |  | 100 | 0.182 |  | 19092 |  |  | 12 | [20 empty] | Commercial Kitchen Equipment |  | Freezer
| 83039 | Midstream Program | Domestic Hot Water | DHW Flow Reduction | Freezer, Chest, Solid Door: 30-49 cu ft, ENERGY STAR | Active | 251 |  | 2327 |  |  |  |  | 75 | 0.029 |  | 3012 |  |  | 12 | [20 empty] | Commercial Kitchen Equipment |  | Freezer
| 83040 | Midstream Program | Domestic Hot Water | DHW Flow Reduction | Freezer, Vertical, Glass Door: 15-29 cu ft, ENERGY STAR | Active | 681 |  | 2330 |  |  |  |  | 100 | 0.078 |  | 8178 |  |  | 12 | [20 empty] | Commercial Kitchen Equipment |  | Freezer
| 83041 | Midstream Program | Domestic Hot Water | DHW Flow Reduction | Freezer, Vertical, Glass Door: 30-49 cu ft, ENERGY STAR | Active | 794 |  | 2324 |  |  |  |  | 75 | 0.091 |  | 9528 |  |  | 12 | [20 empty] | Commercial Kitchen Equipment |  | Freezer
| 83042 | Midstream Program | Domestic Hot Water | DHW Flow Reduction | Freezer, Vertical, Glass Door: 50+ cu ft, ENERGY STAR | Active | 216 |  | 2325 |  |  |  |  | 75 | 0.025 |  | 2592 |  |  | 12 | [20 empty] | Commercial Kitchen Equipment |  | Freezer
| 83043 | Midstream Program | Domestic Hot Water | DHW Flow Reduction | Freezer, Vertical, Solid Door: <15 cu ft, ENERGY STAR | Active | 232 |  | 2326 |  |  |  |  | 75 | 0.026 |  | 2784 |  |  | 12 | [20 empty] | Commercial Kitchen Equipment |  | Freezer
| 83044 | Midstream Program | Domestic Hot Water | DHW Flow Reduction | Freezer, Vertical, Solid Door: 15-29 cu ft, ENERGY STAR | Active | 433 |  | 2322 |  |  |  |  | 75 | 0.049 |  | 5196 |  |  | 12 | [20 empty] | Commercial Kitchen Equipment |  | Freezer
| 83045 | Midstream Program | Domestic Hot Water | DHW Flow Reduction | Freezer, Vertical, Solid Door: 30-49 cu ft, ENERGY STAR | Active | 580 |  | 2323 |  |  |  |  | 75 | 0.066 |  | 6960 |  |  | 12 | [20 empty] | Commercial Kitchen Equipment |  | Freezer
| 83066 | Midstream Program | Domestic Hot Water | DHW Flow Reduction | Hand Dryer, Heavy Duty | Active | 217.2 | 0 | 5471 |  |  |  |  | 150 | 0.039 |  | 2172 | 0 |  | 10 | [20 empty] | Commercial Kitchen Equipment |  | Hand Dryer |  | 0.741
| 83065 | Midstream Program | Domestic Hot Water | DHW Flow Reduction | Hand Dryer, Heavy Intermittent | Active | 347.4 | 0 | 5475 |  |  |  |  | 150 | 0.097 |  | 3474 | 0 |  | 10 | [20 empty] | Commercial Kitchen Equipment |  | Hand Dryer |  | 1.185
| 83063 | Midstream Program | Domestic Hot Water | DHW Flow Reduction | Hand Dryer, High Usage <12 hr/day | Active | 868.6 | 0 | 5473 |  |  |  |  | 150 | 0.155 |  | 8686 | 0 |  | 10 | [20 empty] | Commercial Kitchen Equipment |  | Hand Dryer |  | 2.964
| 83064 | Midstream Program | Domestic Hot Water | DHW Flow Reduction | Hand Dryer, High Usage >=12 hr/day | Active | 2377.8 | 0 | 5474 |  |  |  |  | 150 | 0.281 |  | 23778 | 0 |  | 10 | [20 empty] | Commercial Kitchen Equipment |  | Hand Dryer |  | 8.113
| 83061 | Midstream Program | Domestic Hot Water | DHW Flow Reduction | Hand Dryer, Low Usage | Active | 4755.6 | 0 | 5476 |  |  |  |  | 150 | 0.330 |  | 47556 | 0 |  | 10 | [20 empty] | Commercial Kitchen Equipment |  | Hand Dryer |  | 16.226
| 83062 | Midstream Program | Domestic Hot Water | DHW Flow Reduction | Hand Dryer, Moderate Usage | Active | 792.6 | 0 | 5472 |  |  |  |  | 150 | 0.087 |  | 7926 | 0 |  | 10 | [20 empty] | Commercial Kitchen Equipment |  | Hand Dryer |  | 2.704
| 70691 | Midstream Program | Domestic Hot Water | DHW Flow Reduction | Natural Gas Instant Water Heater | Active | 0 | 49 | 5165 |  | 0 | 200 |  | 200 | 0 |  | 0 | 637 |  | 13 |  |  |  | Residential - Single Family | [15 empty] | 63.7 | Water Heating |  | NG Instant Water Heater
| 70690 | Midstream Program | Domestic Hot Water | DHW Flow Reduction | Natural Gas Storage Water Heater, Wholesale | Active | 0 | 9.84 | 5265 |  | 0 | 50 | 50 | 50 | 0 |  | 0 | 128 |  | 13 |  |  |  | Residential - Single Family | [15 empty] | 12.8 | Water Heating |  | NG Storage Water Heater
| 83046 | Midstream Program | Domestic Hot Water | DHW Flow Reduction | Refrigerator, Chest, Glass Door: 15-29 cu ft, ENERGY STAR | Active | 469 |  | 2536 |  |  |  |  | 100 | 0.054 |  | 5628 |  |  | 12 | [20 empty] | Commercial Kitchen Equipment |  | Refrigerator
| 83047 | Midstream Program | Domestic Hot Water | DHW Flow Reduction | Refrigerator, Chest, Glass Door: 30-49 cu ft, ENERGY STAR | Active | 268 |  | 2533 |  |  |  |  | 100 | 0.031 |  | 3216 |  |  | 12 | [20 empty] | Commercial Kitchen Equipment |  | Refrigerator
| 83048 | Midstream Program | Domestic Hot Water | DHW Flow Reduction | Refrigerator, Chest, Glass Door: 50+ cu ft, ENERGY STAR | Active | 332 |  | 2534 |  |  |  |  | 100 | 0.038 |  | 3984 |  |  | 12 | [20 empty] | Commercial Kitchen Equipment |  | Refrigerator
| 83049 | Midstream Program | Domestic Hot Water | DHW Flow Reduction | Refrigerator, Chest, Solid Door: <15 cu ft, ENERGY STAR | Active | 332 |  | 2535 |  |  |  |  | 100 | 0.038 |  | 3984 |  |  | 12 | [20 empty] | Commercial Kitchen Equipment |  | Refrigerator
| 83052 | Midstream Program | Domestic Hot Water | DHW Flow Reduction | Refrigerator, Chest, Solid Door: 15-29 cu ft, ENERGY STAR | Active | 165 |  | 2529 |  |  |  |  | 100 | 0.019 |  | 1980 |  |  | 12 | [20 empty] | Commercial Kitchen Equipment |  | Refrigerator
| 83050 | Midstream Program | Domestic Hot Water | DHW Flow Reduction | Refrigerator, Chest, Solid Door: 30-49 cu ft, ENERGY STAR | Active | 536 |  | 2531 |  |  |  |  | 100 | 0.061 |  | 6432 |  |  | 12 | [20 empty] | Commercial Kitchen Equipment |  | Refrigerator
| 83051 | Midstream Program | Domestic Hot Water | DHW Flow Reduction | Refrigerator, Chest, Solid Door: 50+ cu ft, ENERGY STAR | Active | 601 |  | 2532 |  |  |  |  | 100 | 0.069 |  | 7212 |  |  | 12 | [20 empty] | Commercial Kitchen Equipment |  | Refrigerator
| 83053 | Midstream Program | Domestic Hot Water | DHW Flow Reduction | Refrigerator, Vertical, Glass Door: <15 cu ft, ENERGY STAR | Active | 307 |  | 2530 |  |  |  |  | 100 | 0.035 |  | 3684 |  |  | 12 | [20 empty] | Commercial Kitchen Equipment |  | Refrigerator
| 83054 | Midstream Program | Domestic Hot Water | DHW Flow Reduction | Refrigerator, Vertical, Glass Door: 15-29 cu ft, ENERGY STAR | Active | 230 |  | 2525 |  |  |  |  | 75 | 0.026 |  | 2760 |  |  | 12 | [20 empty] | Commercial Kitchen Equipment |  | Refrigerator
| 83055 | Midstream Program | Domestic Hot Water | DHW Flow Reduction | Refrigerator, Vertical, Glass Door: 30-49 cu ft, ENERGY STAR | Active | 230 |  | 2526 |  |  |  |  | 75 | 0.026 |  | 2760 |  |  | 12 | [20 empty] | Commercial Kitchen Equipment |  | Refrigerator
| 83056 | Midstream Program | Domestic Hot Water | DHW Flow Reduction | Refrigerator, Vertical, Glass Door: 50+ cu ft, ENERGY STAR | Active | 230 |  | 2527 |  |  |  |  | 75 | 0.026 |  | 2760 |  |  | 12 | [20 empty] | Commercial Kitchen Equipment |  | Refrigerator
| 83057 | Midstream Program | Domestic Hot Water | DHW Flow Reduction | Refrigerator, Vertical, Solid Door: <15 cu ft, ENERGY STAR | Active | 230 |  | 2528 |  |  |  |  | 75 | 0.026 |  | 2760 |  |  | 12 | [20 empty] | Commercial Kitchen Equipment |  | Refrigerator
| 83058 | Midstream Program | Domestic Hot Water | DHW Flow Reduction | Refrigerator, Vertical, Solid Door: 15-29 cu ft, ENERGY STAR | Active | 113 |  | 2522 |  |  |  |  | 75 | 0.013 |  | 1356 |  |  | 12 | [20 empty] | Commercial Kitchen Equipment |  | Refrigerator
| 83059 | Midstream Program | Domestic Hot Water | DHW Flow Reduction | Refrigerator, Vertical, Solid Door: 30-49 cu ft, ENERGY STAR | Active | 177 |  | 2523 |  |  |  |  | 75 | 0.020 |  | 2124 |  |  | 12 | [20 empty] | Commercial Kitchen Equipment |  | Refrigerator
| 83060 | Midstream Program | Domestic Hot Water | DHW Flow Reduction | Refrigerator, Vertical, Solid Door: 50+ cu ft, ENERGY STAR | Active | 270 |  | 2524 |  |  |  |  | 75 | 0.031 |  | 3240 |  |  | 12 | [20 empty] | Commercial Kitchen Equipment |  | Refrigerator
| 59383 | Midstream Program | Heating & Cooling Equipment | Ductless Heat Pump | Ductless Mini-Split | Disabled | [13 empty] | 18
| 59392 | Midstream Program | Cooking Equipment | Fryer | Dishwasher | Disabled
| 59388 | Midstream Program | Cooking Equipment | Fryer | Fryer | Disabled
| 59389 | Midstream Program | Cooking Equipment | Fryer | Griddle | Disabled
| 59390 | Midstream Program | Cooking Equipment | Fryer | Holding Cabinet | Disabled
| 59391 | Midstream Program | Cooking Equipment | Fryer | Oven | Disabled
| 59477 | Midstream Program | Cooking Equipment | High Efficient Cooking Equipment | Circulator Pump, Cooling Circulation, <100 | Active | 51 |  | 3500 |  | 50 |  |  |  | 0.0224 |  | 763 |  |  | 15 |  | Circulator Pump- Cooling Circulation- <100 |  |  | Cooling Water | [15 empty] | Circulator Pump |  | <100
| 59478 | Midstream Program | Cooking Equipment | High Efficient Cooking Equipment | Circulator Pump, Cooling Circulation, 1,000-1,500 | Active | 1220 |  | 5017 |  | 500 |  |  |  | 0.5382 |  | 18306 |  |  | 15 |  | Circulator Pump- Cooling Circulation- 1-000-1-500 |  |  | Cooling Water | [15 empty] | Circulator Pump |  | 1,000-1,500
| 59479 | Midstream Program | Cooking Equipment | High Efficient Cooking Equipment | Circulator Pump, Cooling Circulation, 1,500+ | Active | 1831 |  | 5018 |  | 600 |  |  |  | 0.8073 |  | 27459 |  |  | 15 |  | Circulator Pump- Cooling Circulation- 1500+ |  |  | Cooling Water | [15 empty] | Circulator Pump |  | 1,500+
| 59480 | Midstream Program | Cooking Equipment | High Efficient Cooking Equipment | Circulator Pump, Cooling Circulation, 100 - 500 | Active | 254 |  | 3501 |  | 275 |  |  |  | 0.1121 |  | 3814 |  |  | 15 |  | Circulator Pump- Cooling Circulation- 100 - 500 |  |  | Cooling Water | [15 empty] | Circulator Pump |  | 100-500
| 59481 | Midstream Program | Cooking Equipment | High Efficient Cooking Equipment | Circulator Pump, Cooling Circulation, 500-1,000 | Active | 712 |  | 5016 |  | 400 |  |  |  | 0.314 |  | 10679 |  |  | 15 |  | Circulator Pump- Cooling Circulation- 500-1000 |  |  | Cooling Water | [15 empty] | Circulator Pump |  | 500-1,000
| 59482 | Midstream Program | Cooking Equipment | High Efficient Cooking Equipment | Circulator Pump, DHW Recirculation, <100 | Active | 530 |  | 3494 |  | 50 |  |  |  | 0.075 |  | 7946 |  |  | 15 |  | Circulator Pump- DHW Recirculation- <100 |  |  | Domestic Hot Water | [15 empty] | Circulator Pump |  | <100
| 59483 | Midstream Program | Cooking Equipment | High Efficient Cooking Equipment | Circulator Pump, DHW Recirculation, 1,000-1,500 | Active | 12714 |  | 5012 |  | 500 |  |  |  | 1.8 |  | 190710 |  |  | 15 |  | Circulator Pump- DHW Recirculation- 1000-1500 |  |  | Domestic Hot Water | [15 empty] | Circulator Pump |  | 1,000-1,500
| 59484 | Midstream Program | Cooking Equipment | High Efficient Cooking Equipment | Circulator Pump, DHW Recirculation, 1,500+ | Active | 19071 |  | 5010 |  | 600 |  |  |  | 2.7 |  | 286065 |  |  | 15 |  | Circulator Pump- DHW Recirculation- 1500+ |  |  | Domestic Hot Water | [15 empty] | Circulator Pump |  | 1,500+
| 59485 | Midstream Program | Cooking Equipment | High Efficient Cooking Equipment | Circulator Pump, DHW Recirculation, 100 - 500 | Active | 2649 |  | 3495 |  | 275 |  |  |  | 0.375 |  | 39731 |  |  | 15 |  | Circulator Pump- DHW Recirculation- 100 - 500 |  |  | Domestic Hot Water | [15 empty] | Circulator Pump |  | 100-500
| 59486 | Midstream Program | Cooking Equipment | High Efficient Cooking Equipment | Circulator Pump, DHW Recirculation, 500-1,000 | Active | 7417 |  | 5011 |  | 400 |  |  |  | 1.05 |  | 111248 |  |  | 15 |  | Circulator Pump- DHW Recirculation- 500-1000 |  |  | Domestic Hot Water | [15 empty] | Circulator Pump |  | 500-1,000
| 59487 | Midstream Program | Cooking Equipment | High Efficient Cooking Equipment | Circulator Pump, Heating Circulation, <100 | Active | 171 |  | 3497 |  | 50 |  |  |  | 0 |  | 2571 |  |  | 15 |  | Circulator Pump- Heating Circulation- <100 |  |  | Heating Water | [15 empty] | Circulator Pump |  | <100
| 59488 | Midstream Program | Cooking Equipment | High Efficient Cooking Equipment | Circulator Pump, Heating Circulation, 1,000-1,500 | Active | 4113 |  | 5014 |  | 500 |  |  |  | 0 |  | 61695 |  |  | 15 |  | Circulator Pump- Heating Circulation- 1000-1500 |  |  | Heating Water | [15 empty] | Circulator Pump |  | 1,000-1,500
| 59489 | Midstream Program | Cooking Equipment | High Efficient Cooking Equipment | Circulator Pump, Heating Circulation, 1,500+ | Active | 6170 |  | 5015 |  | 600 |  |  |  | 0 |  | 92543 |  |  | 15 |  | Circulator Pump- Heating Circulation- 1500+ |  |  | Heating Water | [15 empty] | Circulator Pump |  | 1,500+
| 59490 | Midstream Program | Cooking Equipment | High Efficient Cooking Equipment | Circulator Pump, Heating Circulation, 100 - 500 | Active | 857 |  | 3498 |  | 275 |  |  |  | 0 |  | 12853 |  |  | 15 |  | Circulator Pump- Heating Circulation- 100 - 500 |  |  | Heating Water | [15 empty] | Circulator Pump |  | 100-500
| 59491 | Midstream Program | Cooking Equipment | High Efficient Cooking Equipment | Circulator Pump, Heating Circulation, 500-1,000 | Active | 2399 |  | 5013 |  | 400 |  |  |  | 0 |  | 35989 |  |  | 15 |  | Circulator Pump- Heating Circulation- 500-1000 |  |  | Heating Water | [15 empty] | Circulator Pump |  | 500-1,000
| 59492 | Midstream Program | Cooking Equipment | High Efficient Cooking Equipment | Circulator Pump, Water Loop HP Circulation, <100 | Active | 222 |  | 3503 |  | 50 |  |  |  | 0.0224 |  | 3333 |  |  | 15 |  | Circulator Pump- Water Loop HP Circulation- <100 |  |  | Water Loop HP | [15 empty] | Circulator Pump |  | <100
| 59493 | Midstream Program | Cooking Equipment | High Efficient Cooking Equipment | Circulator Pump, Water Loop HP Circulation, 1,000-1,500 | Active | 5333 |  | 5020 |  | 500 |  |  |  | 0.5382 |  | 80001 |  |  | 15 |  | Circulator Pump- Water Loop HP Circulation- 1000-1500 |  |  | Water Loop HP | [15 empty] | Circulator Pump |  | 1,000-1,500
| 59494 | Midstream Program | Cooking Equipment | High Efficient Cooking Equipment | Circulator Pump, Water Loop HP Circulation, 1,500+ | Active | 8000 |  | 5021 |  | 600 |  |  |  | 0.8073 |  | 120002 |  |  | 15 |  | Circulator Pump- Water Loop HP Circulation- 1500+ |  |  | Water Loop HP | [15 empty] | Circulator Pump |  | 1,500+
| 59495 | Midstream Program | Cooking Equipment | High Efficient Cooking Equipment | Circulator Pump, Water Loop HP Circulation, 100 - 500 | Active | 1111 |  | 3504 |  | 275 |  |  |  | 0.1121 |  | 16667 |  |  | 15 |  | Circulator Pump- Water Loop HP Circulation- 100 - 500 |  |  | Water Loop HP | [15 empty] | Circulator Pump |  | 100-500
| 59496 | Midstream Program | Cooking Equipment | High Efficient Cooking Equipment | Circulator Pump, Water Loop HP Circulation, 500-1,000 | Active | 3111 |  | 5019 |  | 400 |  |  |  | 0.314 |  | 46667 |  |  | 15 |  | Circulator Pump- Water Loop HP Circulation- 500-1000 |  |  | Water Loop HP | [15 empty] | Circulator Pump |  | 500-1,000
| 59402 | Midstream Program | Cooking Equipment | High Efficient Cooking Equipment | Dishwasher, Elec WH, Multitank, Elec Booster, Elec DW | Active | 27784 |  | 2283 |  | 400 |  |  | 1700 | 1.3533 |  | 1.3533 |  |  | 10 |  | Dishwasher- Elec WH- Multitank- Elec Booster- Elec DW |  | Multitank Conveyor | [16 empty] | Commercial Kitchen Equipment |  | Dishwasher |  |  |  |  | Electric | [8 empty] | Electric | Electric Booster Heater
| 59403 | Midstream Program | Cooking Equipment | High Efficient Cooking Equipment | Dishwasher, Elec WH, Multitank, Elec Booster, Gas DW | Disabled | 27784 |  |  |  | 400 | [5 empty] | 277840 |  |  | 10 |  | Dishwasher- Elec WH- Multitank- Elec Booster- Gas DW |  | Multitank Conveyor | [23 empty] | Electric | [8 empty] | Natural Gas | Electric Booster Heater
| 59406 | Midstream Program | Cooking Equipment | High Efficient Cooking Equipment | Dishwasher, Elec WH, Multitank, Gas Booster, Elec DW | Disabled | 18403 | 413 |  |  | 400 | [5 empty] | 184030 | 4130 |  | 10 |  | Dishwasher- Elec WH- Multitank- Gas Booster- Elec DW |  | Multitank Conveyor | [23 empty] | Electric | [8 empty] | Electric | Natural Gas Booster Heater
| 59408 | Midstream Program | Cooking Equipment | High Efficient Cooking Equipment | Dishwasher, Elec WH, Multitank, No Booster, Elec DW | Active | 19090 |  | 2294 |  | 350 |  |  | 1300 | 0.9298 |  | 190900 |  |  | 10 |  | Dishwasher- Elec WH- Multitank- No Booster- Elec DW |  | Multitank Conveyor | [16 empty] | Commercial Kitchen Equipment |  | Dishwasher |  |  |  |  | Electric | [8 empty] | Electric | None
| 59411 | Midstream Program | Cooking Equipment | High Efficient Cooking Equipment | Dishwasher, Elec WH, PPU, Elec Booster, Elec DW | Active | 3360 |  | 3136 |  | 100 |  |  |  | 0.1637 |  | 33600 |  |  | 10 |  | Dishwasher- Elec WH- PPU- Elec Booster- Elec DW |  | Pot Pan & Utensil | [16 empty] | Commercial Kitchen Equipment |  | Dishwasher |  |  |  |  | Electric | [8 empty] | Electric | Electric Booster Heater
| 59413 | Midstream Program | Cooking Equipment | High Efficient Cooking Equipment | Dishwasher, Elec WH, PPU, Gas Booster, Elec DW | Disabled | 2138 | 54 |  |  | 100 | [5 empty] | 21380 | 540 |  | 10 |  | Dishwasher- Elec WH- PPU- Gas Booster- Elec DW |  | Pot Pan & Utensil | [23 empty] | Electric | [8 empty] | Electric | Natural Gas Booster Heater
| 59415 | Midstream Program | Cooking Equipment | High Efficient Cooking Equipment | Dishwasher, Elec WH, SingleTank, Elec Booster, Elec DW | Active | 9311 |  | 2285 |  | 500 |  |  | 900 | 0.4535 |  | 93110 |  |  | 10 |  | Dishwasher- Elec WH- SingleTank- Elec Booster- Elec DW |  | Single-Tank Conveyor | [16 empty] | Commercial Kitchen Equipment |  | Dishwasher |  |  |  |  | Electric | [8 empty] | Electric | Electric Booster Heater
| 59416 | Midstream Program | Cooking Equipment | High Efficient Cooking Equipment | Dishwasher, Elec WH, SingleTank, Elec Booster, Gas DW | Disabled | 9311 |  |  |  | 500 | [5 empty] | 93110 |  |  | 10 |  | Dishwasher- Elec WH- SingleTank- Elec Booster- Gas DW |  | Single-Tank Conveyor | [23 empty] | Electric | [8 empty] | Natural Gas | Electric Booster Heater
| 59419 | Midstream Program | Cooking Equipment | High Efficient Cooking Equipment | Dishwasher, Elec WH, SingleTank, Gas Booster, Elec DW | Disabled | 6838 | 109 |  |  | 500 | [5 empty] | 68380 | 1090 |  | 10 |  | Dishwasher- Elec WH- SingleTank- Gas Booster- Elec DW |  | Single-Tank Conveyor | [23 empty] | Electric | [8 empty] | Electric | Natural Gas Booster Heater
| 59421 | Midstream Program | Cooking Equipment | High Efficient Cooking Equipment | Dishwasher, Elec WH, SingleTank, No Booster, Elec DW | Active | 13819 |  | 2296 |  | 100 |  |  | 750 | 0.6731 |  | 138190 |  |  | 10 |  | Dishwasher- Elec WH- SingleTank- No Booster- Elec DW |  | Single-Tank Conveyor | [16 empty] | Commercial Kitchen Equipment |  | Dishwasher |  |  |  |  | Electric | [8 empty] | Electric | None
| 59424 | Midstream Program | Cooking Equipment | High Efficient Cooking Equipment | Dishwasher, Elec WH, Stationary, Elec Booster, Elec DW | Active | 12027 |  | 2281 |  | 400 |  |  |  | 0.5858 |  | 120270 |  |  | 10 |  | Dishwasher- Elec WH- Stationary- Elec Booster- Elec DW |  | Stationary Single-Tank Door | [16 empty] | Commercial Kitchen Equipment |  | Dishwasher |  |  |  |  | Electric | [8 empty] | Electric | Electric Booster Heater
| 59425 | Midstream Program | Cooking Equipment | High Efficient Cooking Equipment | Dishwasher, Elec WH, Stationary, Elec Booster, Gas DW | Disabled | 12027 |  |  |  | 400 | [5 empty] | 120270 |  |  | 10 |  | Dishwasher- Elec WH- Stationary- Elec Booster- Gas DW |  | Stationary Single-Tank Door | [23 empty] | Electric | [8 empty] | Natural Gas | Electric Booster Heater
| 59428 | Midstream Program | Cooking Equipment | High Efficient Cooking Equipment | Dishwasher, Elec WH, Stationary, Gas Booster, Elec DW | Disabled |  | 721 |  |  | 350 | [6 empty] | 7210 |  | 10 |  | Dishwasher- Elec WH- Stationary- Gas Booster- Elec DW |  | Stationary Single-Tank Door | [23 empty] | Electric | [8 empty] | Electric | Natural Gas Booster Heater
| 59430 | Midstream Program | Cooking Equipment | High Efficient Cooking Equipment | Dishwasher, Elec WH, Stationary, No Booster, Elec DW | Active | 16392 |  | 2280 |  | 350 |  |  |  | 0.7984 |  | 163920 |  |  | 10 |  | Dishwasher- Elec WH- Stationary- No Booster- Elec DW |  | Stationary Single-Tank Door | [16 empty] | Commercial Kitchen Equipment |  | Dishwasher |  |  |  |  | Electric | [8 empty] | Electric | None
| 59431 | Midstream Program | Cooking Equipment | High Efficient Cooking Equipment | Dishwasher, Elec WH, Stationary, No Booster, Gas DW | Disabled | 16392 |  |  |  | 350 | [5 empty] | 163920 |  |  | 10 |  | Dishwasher- Elec WH- Stationary- No Booster- Gas DW |  | Stationary Single-Tank Door | [23 empty] | Electric | [8 empty] | Natural Gas | None
| 59433 | Midstream Program | Cooking Equipment | High Efficient Cooking Equipment | Dishwasher, Elec WH, Under, Elec Booster, Elec DW | Active | 3196 |  | 2287 |  | 100 |  |  | 700 | 0.1557 |  | 31960 |  |  | 10 |  | Dishwasher- Elec WH- Under- Elec Booster- Elec DW |  | Under Counter | [16 empty] | Commercial Kitchen Equipment |  | Dishwasher |  |  |  |  | Electric | [8 empty] | Electric | Electric Booster Heater
| 59434 | Midstream Program | Cooking Equipment | High Efficient Cooking Equipment | Dishwasher, Elec WH, Under, Elec Booster, Gas DW | Disabled | 3196 |  |  |  | 100 | [5 empty] | 31960 |  |  | 10 |  | Dishwasher- Elec WH- Under- Elec Booster- Gas DW |  | Under Counter | [23 empty] | Electric | [8 empty] | Natural Gas | Electric Booster Heater
| 59437 | Midstream Program | Cooking Equipment | High Efficient Cooking Equipment | Dishwasher, Elec WH, Under, Gas Booster, Elec DW | Disabled | 2569 | 28 |  |  | 100 | [5 empty] | 25690 | 280 |  | 10 |  | Dishwasher- Elec WH- Under- Gas Booster- Elec DW |  | Under Counter | [23 empty] | Electric | [8 empty] | Electric | Natural Gas Booster Heater
| 59439 | Midstream Program | Cooking Equipment | High Efficient Cooking Equipment | Dishwasher, Elec WH, Under, No Booster, Elec DW | Active | 2577 |  | 2298 |  | 100 |  |  | 175 | 0.1255 |  | 25770 |  |  | 10 |  | Dishwasher- Elec WH- Under- No Booster- Elec DW |  | Under Counter | [16 empty] | Commercial Kitchen Equipment |  | Dishwasher |  |  |  |  | Electric | [8 empty] | Electric | None
| 59440 | Midstream Program | Cooking Equipment | High Efficient Cooking Equipment | Dishwasher, Elec WH, Under, No Booster, Gas DW | Disabled | 2577 |  |  |  | 100 | [5 empty] | 25770 |  |  | 10 |  | Dishwasher- Elec WH- Under- No Booster- Gas DW |  | Under Counter | [23 empty] | Electric | [8 empty] | Natural Gas | None
| 59404 | Midstream Program | Cooking Equipment | High Efficient Cooking Equipment | Dishwasher, Gas WH, Multitank, Elec Booster, Elec DW | Active | 11367 | 723 | 2284 |  | 400 |  |  |  | 0.5536 |  | 113670 | 7230 |  | 10 |  | Dishwasher- Gas WH- Multitank- Elec Booster- Elec DW |  | Multitank Conveyor | [16 empty] | Commercial Kitchen Equipment |  | Dishwasher |  |  |  |  | Natural Gas | [8 empty] | Electric | Electric Booster Heater
| 59405 | Midstream Program | Cooking Equipment | High Efficient Cooking Equipment | Dishwasher, Gas WH, Multitank, Elec Booster, Gas DW | Disabled | 11367 | 723 |  |  | 400 | [5 empty] | 113670 | 7230 |  | 10 |  | Dishwasher- Gas WH- Multitank- Elec Booster- Gas DW |  | Multitank Conveyor | [23 empty] | Natural Gas | [8 empty] | Natural Gas | Electric Booster Heater
| 59407 | Midstream Program | Cooking Equipment | High Efficient Cooking Equipment | Dishwasher, Gas WH, Multitank, Gas Booster, Elec DW | Active | 1986 | 1135 | 2290 |  | 400 |  |  | 1900 | 0.0967 |  | 19860 | 11350 |  | 10 |  | Dishwasher- Gas WH- Multitank- Gas Booster- Elec DW |  | Multitank Conveyor | [16 empty] | Commercial Kitchen Equipment |  | Dishwasher |  |  |  |  | Natural Gas | [8 empty] | Electric | Natural Gas Booster Heater
| 59409 | Midstream Program | Cooking Equipment | High Efficient Cooking Equipment | Dishwasher, Gas WH, Multitank, No Booster, Elec DW | Active |  | 840 | 2295 |  | 350 |  |  | 1400 | 0 |  |  | 8400 |  | 10 |  | Dishwasher- Gas WH- Multitank- No Booster- Elec DW |  | Multitank Conveyor | [16 empty] | Commercial Kitchen Equipment |  | Dishwasher |  |  |  |  | Natural Gas | [8 empty] | Electric | None
| 59410 | Midstream Program | Cooking Equipment | High Efficient Cooking Equipment | Dishwasher, Gas WH, Multitank, No Booster, Gas DW | Disabled |  | 840 | 2295 |  | 350 | [6 empty] | 8400 |  | 10 |  | Dishwasher- Gas WH- Multitank- No Booster- Gas DW |  | Multitank Conveyor | [23 empty] | Natural Gas | [8 empty] | Natural Gas | None
| 59412 | Midstream Program | Cooking Equipment | High Efficient Cooking Equipment | Dishwasher, Gas WH, PPU, Elec Booster, Elec DW | Active | 1222 | 94 | 3137 |  | 100 |  |  |  | 0.0595 |  | 12220 | 940 |  | 10 |  | Dishwasher- Gas WH- PPU- Elec Booster- Elec DW |  | Pot Pan & Utensil | [16 empty] | Commercial Kitchen Equipment |  | Dishwasher |  |  |  |  | Natural Gas | [8 empty] | Electric | Electric Booster Heater
| 59414 | Midstream Program | Cooking Equipment | High Efficient Cooking Equipment | Dishwasher, Gas WH, PPU, Gas Booster, Elec DW | Active |  | 148 | 3138 |  | 100 |  |  |  | 0 |  |  | 1480 |  | 10 |  | Dishwasher- Gas WH- PPU- Gas Booster- Elec DW |  | Pot Pan & Utensil | [16 empty] | Commercial Kitchen Equipment |  | Dishwasher |  |  |  |  | Natural Gas | [8 empty] | Electric | Natural Gas Booster Heater
| 59417 | Midstream Program | Cooking Equipment | High Efficient Cooking Equipment | Dishwasher, Gas WH, SingleTank, Elec Booster, Elec DW | Active | 4984 | 190 | 2286 |  | 500 |  |  |  | 0.2428 |  | 49840 | 1900 |  | 10 |  | Dishwasher- Gas WH- SingleTank- Elec Booster- Elec DW |  | Single-Tank Conveyor | [16 empty] | Commercial Kitchen Equipment |  | Dishwasher |  |  |  |  | Natural Gas | [8 empty] | Electric | Electric Booster Heater
| 59418 | Midstream Program | Cooking Equipment | High Efficient Cooking Equipment | Dishwasher, Gas WH, SingleTank, Elec Booster, Gas DW | Disabled | 4984 | 190 |  |  | 500 | [5 empty] | 49840 | 1900 |  | 10 |  | Dishwasher- Gas WH- SingleTank- Elec Booster- Gas DW |  | Single-Tank Conveyor | [23 empty] | Natural Gas | [8 empty] | Natural Gas | Electric Booster Heater
| 59420 | Midstream Program | Cooking Equipment | High Efficient Cooking Equipment | Dishwasher, Gas WH, SingleTank, Gas Booster, Elec DW | Active | 2511 | 299 | 2291 |  | 500 |  |  | 1000 | 0.1223 |  | 25110 | 2990 |  | 10 |  | Dishwasher- Gas WH- SingleTank- Gas Booster- Elec DW |  | Single-Tank Conveyor | [16 empty] | Commercial Kitchen Equipment |  | Dishwasher |  |  |  |  | Natural Gas | [8 empty] | Electric | Natural Gas Booster Heater
| 59422 | Midstream Program | Cooking Equipment | High Efficient Cooking Equipment | Dishwasher, Gas WH, SingleTank, No Booster, Elec DW | Active | 584 | 582 | 2297 |  | 100 |  |  | 850 | 0.0284 |  | 5840 | 5820 |  | 10 |  | Dishwasher- Gas WH- SingleTank- No Booster- Elec DW |  | Single-Tank Conveyor | [16 empty] | Commercial Kitchen Equipment |  | Dishwasher |  |  |  |  | Natural Gas | [8 empty] | Electric | None
| 59423 | Midstream Program | Cooking Equipment | High Efficient Cooking Equipment | Dishwasher, Gas WH, SingleTank, No Booster, Gas DW | Disabled | 584 | 582 | 2297 |  | 100 | [5 empty] | 5840 | 5820 |  | 10 |  | Dishwasher- Gas WH- SingleTank- No Booster- Gas DW |  | Single-Tank Conveyor | [23 empty] | Natural Gas | [8 empty] | Natural Gas | None
| 59426 | Midstream Program | Cooking Equipment | High Efficient Cooking Equipment | Dishwasher, Gas WH, Stationary, Elec Booster, Elec DW | Active | 4900 | 314 | 2282 |  | 400 |  |  |  | 0.2387 |  | 49000 | 3140 |  | 10 |  | Dishwasher- Gas WH- Stationary- Elec Booster- Elec DW |  | Stationary Single-Tank Door | [16 empty] | Commercial Kitchen Equipment |  | Dishwasher |  |  |  |  | Natural Gas | [8 empty] | Electric | Electric Booster Heater
| 59427 | Midstream Program | Cooking Equipment | High Efficient Cooking Equipment | Dishwasher, Gas WH, Stationary, Elec Booster, Gas DW | Disabled | 4900 | 314 |  |  | 400 | [5 empty] | 49000 | 3140 |  | 10 |  | Dishwasher- Gas WH- Stationary- Elec Booster- Gas DW |  | Stationary Single-Tank Door | [23 empty] | Natural Gas | [8 empty] | Natural Gas | Electric Booster Heater
| 59429 | Midstream Program | Cooking Equipment | High Efficient Cooking Equipment | Dishwasher, Gas WH, Stationary, Gas Booster, Elec DW | Active | 827 | 493 | 2289 |  | 400 |  |  | 800 | 0.0403 |  | 8270 | 4930 |  | 10 |  | Dishwasher- Gas WH- Stationary- Gas Booster- Elec DW |  | Stationary Single-Tank Door | [16 empty] | Commercial Kitchen Equipment |  | Dishwasher |  |  |  |  | Natural Gas | [8 empty] | Electric | Natural Gas Booster Heater
| 59432 | Midstream Program | Cooking Equipment | High Efficient Cooking Equipment | Dishwasher, Gas WH, Stationary, No Booster, Gas DW | Active |  | 721 | 2293 |  | 350 |  |  |  | 0 |  |  | 7210 |  | 10 |  | Dishwasher- Gas WH- Stationary- No Booster- Gas DW |  | Stationary Single-Tank Door | [16 empty] | Commercial Kitchen Equipment |  | Dishwasher |  |  |  |  | Natural Gas | [8 empty] | Natural Gas | None
| 59435 | Midstream Program | Cooking Equipment | High Efficient Cooking Equipment | Dishwasher, Gas WH, Under, Elec Booster, Elec DW | Active | 2098 | 48 | 2288 |  | 100 |  |  |  | 0.1022 |  | 20980 | 480 |  | 10 |  | Dishwasher- Gas WH- Under- Elec Booster- Elec DW |  | Under Counter | [16 empty] | Commercial Kitchen Equipment |  | Dishwasher |  |  |  |  | Natural Gas | [8 empty] | Electric | Electric Booster Heater
| 59436 | Midstream Program | Cooking Equipment | High Efficient Cooking Equipment | Dishwasher, Gas WH, Under, Elec Booster, Gas DW | Disabled | 2098 | 48 |  |  | 100 | [5 empty] | 20980 | 480 |  | 10 |  | Dishwasher- Gas WH- Under- Elec Booster- Gas DW |  | Under Counter | [23 empty] | Natural Gas | [8 empty] | Natural Gas | Electric Booster Heater
| 59438 | Midstream Program | Cooking Equipment | High Efficient Cooking Equipment | Dishwasher, Gas WH, Under, Gas Booster, Elec DW | Active | 1471 | 76 | 2292 |  | 100 |  |  |  | 0.0716 |  | 14710 | 760 |  | 10 |  | Dishwasher- Gas WH- Under- Gas Booster- Elec DW |  | Under Counter | [16 empty] | Commercial Kitchen Equipment |  | Dishwasher |  |  |  |  | Natural Gas | [8 empty] | Electric | Natural Gas Booster Heater
| 59441 | Midstream Program | Cooking Equipment | High Efficient Cooking Equipment | Dishwasher, Gas WH, Under, No Booster, Elec DW | Disabled |  | 113 |  |  | 100 | [6 empty] | 1130 |  | 10 |  | Dishwasher- Gas WH- Under- No Booster- Elec DW |  | Under Counter | [23 empty] | Natural Gas | [8 empty] | Electric | None
| 59442 | Midstream Program | Cooking Equipment | High Efficient Cooking Equipment | Dishwasher, Gas WH, Under, No Booster, Gas DW | Active |  | 113 | 2299 |  | 100 |  |  | 200 | 0 |  |  | 1130 |  | 10 |  | Dishwasher- Gas WH- Under- No Booster- Gas DW |  | Under Counter | [16 empty] | Commercial Kitchen Equipment |  | Dishwasher |  |  |  |  | Natural Gas | [8 empty] | Natural Gas | None
| 59502 | Midstream Program | Cooking Equipment | High Efficient Cooking Equipment | Ductless Mini-Split HP, Gas Boiler CAC | Active | -3173 | 378 | 5023 |  | 500 |  |  |  | 0.2604 |  | -57144 | 6804 |  | 18 |  | Ductless Mini-Split HP- Gas Boiler CAC | [18 empty] | Ductless Mini-Split | [6 empty] | Natural Gas
| 59501 | Midstream Program | Cooking Equipment | High Efficient Cooking Equipment | Ductless Mini-Split HP, Gas Furnace CAC | Active | -3173 | 381 | 5022 |  | 500 |  |  |  | 0.2604 |  | -57114 | 6858 |  | 18 |  | Ductless Mini-Split HP- Gas Furnace CAC | [18 empty] | Ductless Mini-Split |  | Gas Furnace CAC |  |  |  |  | Natural Gas
| 59499 | Midstream Program | Cooking Equipment | High Efficient Cooking Equipment | Ductless Mini-Split, Elec Furnace, CAC | Active | 7562 |  | 3876 |  | 500 |  |  |  | 0.2604 |  | 136116 |  |  | 18 |  | Ductless Mini-Split- Elec Furnace- CAC | [18 empty] | Ductless Mini-Split |  | Electric Furnace CAC |  |  |  |  | Electric | [6 empty] | Electric Furance - CAC
| 59497 | Midstream Program | Cooking Equipment | High Efficient Cooking Equipment | Ductless Mini-Split, Elec Resistance, CAC | Active | 5697 |  | 3874 |  | 500 |  |  |  | 0.2604 |  | 102546 |  |  | 18 |  | Ductless Mini-Split- Elec Resistance- CAC | [18 empty] | Ductless Mini-Split |  | Electric Resistance CAC |  |  |  |  | Electric | [6 empty] | Electric Resistance - CAC
| 59500 | Midstream Program | Cooking Equipment | High Efficient Cooking Equipment | Ductless Mini-Split, Elec Resistance, No AC | Active | 5187 |  | 3877 |  | 500 |  |  |  | -0.8486 |  | 93366 |  |  | 18 |  | Ductless Mini-Split- Elec Resistance- No AC | [18 empty] | Ductless Mini-Split |  | Electric Resistance No AC |  |  |  |  | Electric | [6 empty] | Electric Resistance - No AC
| 59498 | Midstream Program | Cooking Equipment | High Efficient Cooking Equipment | Ductless Mini-Split, Elec Resistance, Room AC | Active | 5697 |  | 3875 |  | 500 |  |  |  | 0.2338 |  | 102546 |  |  | 18 |  | Ductless Mini-Split- Elec Resistance- Room AC | [18 empty] | Ductless Mini-Split |  | Electric Resistance Room AC |  |  |  |  | Electric | [6 empty] | Electric Resistance - Room AC
| 59384 | Midstream Program | Cooking Equipment | High Efficient Cooking Equipment | Freezer | Disabled
| 59457 | Midstream Program | Cooking Equipment | High Efficient Cooking Equipment | Freezer, Chest, Glass Door 30-49 cu ft | Active | 580 |  | 2323 |  | 100 |  |  |  | 0.066 |  | 6960 |  |  | 12 |  | Freezer- Chest- Glass Door 30-49 cu ft | [18 empty] | Commercial Kitchen Equipment |  | Freezer | [15 empty] | 30-49 cu ft |  | Chest - Glass Door
| 59458 | Midstream Program | Cooking Equipment | High Efficient Cooking Equipment | Freezer, Chest, Glass Door 50+ cu ft | Active | 794 |  | 2324 |  | 100 |  |  |  | 0.091 |  | 9528 |  |  | 12 |  | Freezer- Chest- Glass Door 50+ cu ft | [18 empty] | Commercial Kitchen Equipment |  | Freezer | [15 empty] | 50+ cu ft |  | Chest - Glass Door
| 59459 | Midstream Program | Cooking Equipment | High Efficient Cooking Equipment | Freezer, Chest, Solid Door 30-49 cu ft | Active | 251 |  | 2327 |  | 100 |  |  |  | 0.029 |  | 3012 |  |  | 12 |  | Freezer- Chest- Solid Door 30-49 cu ft | [18 empty] | Commercial Kitchen Equipment |  | Freezer | [15 empty] | 30-49 cu ft |  | Chest - Solid Door
| 59460 | Midstream Program | Cooking Equipment | High Efficient Cooking Equipment | Freezer, Vertical, Glass Door 30-49 cu ft | Active | 1052 |  | 2331 |  | 100 |  |  |  | 0.12 |  | 12624 |  |  | 12 |  | Freezer- Vertical- Glass Door 30-49 cu ft | [18 empty] | Commercial Kitchen Equipment |  | Freezer | [15 empty] | 30-49 cu ft |  | Vertical - Glass Door
| 59461 | Midstream Program | Cooking Equipment | High Efficient Cooking Equipment | Freezer, Vertical, Glass Door 50+ cu ft | Active | 1591 |  | 2332 |  | 100 |  |  |  | 0.182 |  | 19092 |  |  | 12 |  | Freezer- Vertical- Glass Door 50+ cu ft | [18 empty] | Commercial Kitchen Equipment |  | Freezer | [15 empty] | 50+ cu ft |  | Vertical - Glass Door
| 59462 | Midstream Program | Cooking Equipment | High Efficient Cooking Equipment | Freezer, Vertical, Solid Door 30-49 cu ft | Active | 553 |  | 2335 |  | 100 |  |  |  | 0.063 |  | 6636 |  |  | 12 |  | Freezer- Vertical- Solid Door 30-49 cu ft | [18 empty] | Commercial Kitchen Equipment |  | Freezer | [15 empty] | 30-49 cu ft |  | Vertical - Solid Door
| 59463 | Midstream Program | Cooking Equipment | High Efficient Cooking Equipment | Freezer, Vertical, Solid Door 50+ cu ft | Active | 732 |  | 2336 |  | 100 |  |  |  | 0.084 |  | 8784 |  |  | 12 |  | Freezer- Vertical- Solid Door 50+ cu ft | [18 empty] | Commercial Kitchen Equipment |  | Freezer | [15 empty] | 50+ cu ft |  | Vertical - Solid Door
| 59475 | Midstream Program | Cooking Equipment | High Efficient Cooking Equipment | Heat Pump Water Heater 2.0 UEF | Active | 233 | 37 | 5008 |  | 500 |  |  |  | 0.011 |  | 3029 | 481 |  | 13 |  | Heat Pump Water Heater 2.0 UEF | [18 empty] | Heat Pump Water Heater |  | 2.0 UEF |  |  | 2.0 - <2.6
| 59476 | Midstream Program | Cooking Equipment | High Efficient Cooking Equipment | Heat Pump Water Heater 2.6 UEF | Active | 552 | 37 | 5009 |  | 500 |  |  |  | 0.0262 |  | 7176 | 481 |  | 13 |  | Heat Pump Water Heater 2.6 UEF | [18 empty] | Heat Pump Water Heater |  | 2.6 UEF |  |  | 2.6+
| 59443 | Midstream Program | Cooking Equipment | High Efficient Cooking Equipment | Holding Cabinet, 13-28 cu. ft., Ag Com Indu | Active | 3011 |  | 2677 |  | 300 |  |  |  | 0.495 |  | 36132 |  |  | 12 |  | Holding Cabinet- 13-28 cu. ft.- Ag Com Indu | [18 empty] | Commercial Kitchen Equipment |  | Holding Cabinet | [15 empty] | 13-28 cu. ft.
| 59444 | Midstream Program | Cooking Equipment | High Efficient Cooking Equipment | Holding Cabinet, 13-28 cu. ft., Sch Govt | Active | 1631 |  | 2677 |  | 300 |  |  |  | 0.495 |  | 19572 |  |  | 12 |  | Holding Cabinet- 13-28 cu. ft.- Sch Govt | [18 empty] | Commercial Kitchen Equipment |  | Holding Cabinet | [15 empty] | 13-28 cu. ft.
| 59445 | Midstream Program | Cooking Equipment | High Efficient Cooking Equipment | Holding Cabinet, 28 cu. ft., Ag Com Indu | Active | 9472 |  | 2679 |  | 300 |  |  |  | 1.557 |  | 113664 |  |  | 12 |  | Holding Cabinet- 28 cu. ft.- Ag Com Indu | [18 empty] | Commercial Kitchen Equipment |  | Holding Cabinet | [15 empty] | >28 cu. ft.
| 59446 | Midstream Program | Cooking Equipment | High Efficient Cooking Equipment | Holding Cabinet, 28 cu. ft., Sch Govt | Active | 5132 |  | 2679 |  | 300 |  |  |  | 1.557 |  | 61584 |  |  | 12 |  | Holding Cabinet- 28 cu. ft.- Sch Govt | [18 empty] | Commercial Kitchen Equipment |  | Holding Cabinet | [15 empty] | >28 cu. ft.
| 59386 | Midstream Program | Cooking Equipment | High Efficient Cooking Equipment | Ice Machine | Disabled
| 59472 | Midstream Program | Cooking Equipment | High Efficient Cooking Equipment | Ice Machine, Ice Making Head | Active | 1245 |  | 3906 |  | 50 |  |  |  | 0.1421 |  | 12450 |  |  | 10 |  | Ice Machine- Ice Making Head | [18 empty] | Commercial Kitchen Equipment | Ice Making Head | Ice Machine
| 59473 | Midstream Program | Cooking Equipment | High Efficient Cooking Equipment | Ice Machine, Remote Condensing Unit | Active | 2966 |  | 3907 |  | 50 |  |  |  | 0.3385 |  | 29660 |  |  | 10 |  | Ice Machine- Remote Condensing Unit | [18 empty] | Commercial Kitchen Equipment | Remote Condensing Unit | Ice Machine
| 59474 | Midstream Program | Cooking Equipment | High Efficient Cooking Equipment | Ice Machine, Self Contained Unit | Active | 680 |  | 3908 |  | 50 |  |  |  | 0.0777 |  | 6800 |  |  | 10 |  | Ice Machine- Self Contained Unit | [18 empty] | Commercial Kitchen Equipment | Self-Contained Unit | Ice Machine
| 59447 | Midstream Program | Cooking Equipment | High Efficient Cooking Equipment | Oven, Combination, Elec | Active | 15096 |  | 3118 | [5 empty] | 3.446 |  | 181046 |  |  | 12 |  | Oven- Combination- Elec |  | Combination | [16 empty] | Commercial Kitchen Equipment |  | Oven |  |  |  |  | Electric
| 59448 | Midstream Program | Cooking Equipment | High Efficient Cooking Equipment | Oven, Combination, Gas | Active |  | 1103 | 3119 |  |  |  |  | 750 |  |  |  | 13236 |  | 12 |  | Oven- Combination- Gas |  | Combination | [16 empty] | Commercial Kitchen Equipment |  | Oven |  |  |  |  | Natural Gas
| 59449 | Midstream Program | Cooking Equipment | High Efficient Cooking Equipment | Oven, Convection, Elec | Active | 2083 |  | 2485 |  | 175 |  |  |  | 0.48 |  | 24996 |  |  | 12 |  | Oven- Convection- Elec |  | Convection | [16 empty] | Commercial Kitchen Equipment |  | Oven |  |  |  |  | Electric
| 59450 | Midstream Program | Cooking Equipment | High Efficient Cooking Equipment | Oven, Convection, Gas | Active |  | 156 | 2486 | [8 empty] | 1872 |  | 12 |  | Oven- Convection- Gas |  | Convection | [16 empty] | Commercial Kitchen Equipment |  | Oven |  |  |  |  | Natural Gas
| 59451 | Midstream Program | Cooking Equipment | High Efficient Cooking Equipment | Oven, Rack, Gas, Double | Active | 1002 | 529 | 2487 |  | 800 |  |  |  | 0.41 |  | 12024 | 6348 |  | 12 |  | Oven- Rack- Gas- Double |  | Rack-Double | [16 empty] | Commercial Kitchen Equipment | Double | Oven |  |  |  |  | Natural Gas
| 59452 | Midstream Program | Cooking Equipment | High Efficient Cooking Equipment | Oven, Rack, Gas, Single | Active | 828 | 255 | 2488 |  | 600 |  |  |  | 0.29 |  | 9936 | 3060 |  | 12 |  | Oven- Rack- Gas- Single |  | Rack-Single | [16 empty] | Commercial Kitchen Equipment | Single | Oven |  |  |  |  | Natural Gas
| 59385 | Midstream Program | Cooking Equipment | High Efficient Cooking Equipment | Refrigerator | Disabled
| 59464 | Midstream Program | Cooking Equipment | High Efficient Cooking Equipment | Refrigerator, Chest, Glass Door 30-49 cu ft | Active | 177 |  | 2523 |  | 150 |  |  |  | 0.02 |  | 2124 |  |  | 12 |  | Refrigerator- Chest- Glass Door 30-49 cu ft | [18 empty] | Commercial Kitchen Equipment |  | Refrigerator | [15 empty] | 30-49 cu ft |  | Chest - Glass Door
| 59465 | Midstream Program | Cooking Equipment | High Efficient Cooking Equipment | Refrigerator, Chest, Glass Door 50+ cu ft | Active | 270 |  | 2524 |  | 150 |  |  |  | 0.031 |  | 3240 |  |  | 12 |  | Refrigerator- Chest- Glass Door 50+ cu ft | [18 empty] | Commercial Kitchen Equipment |  | Refrigerator | [15 empty] | 50+ cu ft |  | Chest - Glass Door
| 59466 | Midstream Program | Cooking Equipment | High Efficient Cooking Equipment | Refrigerator, Chest, Solid Door 30-49 cu ft | Active | 230 |  | 2527 |  | 150 |  |  |  | 0.026 |  | 2760 |  |  | 12 |  | Refrigerator- Chest- Solid Door 30-49 cu ft | [18 empty] | Commercial Kitchen Equipment |  | Refrigerator | [15 empty] | 30-49 cu ft |  | Chest - Solid Door
| 59467 | Midstream Program | Cooking Equipment | High Efficient Cooking Equipment | Refrigerator, Chest, Solid Door 50+ cu ft | Active | 230 |  | 2528 |  | 150 |  |  |  | 0.026 |  | 2760 |  |  | 12 |  | Refrigerator- Chest- Solid Door 50+ cu ft | [18 empty] | Commercial Kitchen Equipment |  | Refrigerator | [15 empty] | 50+ cu ft |  | Chest - Solid Door
| 59468 | Midstream Program | Cooking Equipment | High Efficient Cooking Equipment | Refrigerator, Vertical, Glass Door 30-49 cu ft | Active | 536 |  | 2531 |  | 150 |  |  |  | 0.061 |  | 6432 |  |  | 12 |  | Refrigerator- Vertical- Glass Door 30-49 cu ft | [18 empty] | Commercial Kitchen Equipment |  | Refrigerator | [15 empty] | 30-49 cu ft |  | Vertical - Glass Door
| 59469 | Midstream Program | Cooking Equipment | High Efficient Cooking Equipment | Refrigerator, Vertical, Glass Door 50+ cu ft | Active | 601 |  | 2532 |  | 150 |  |  |  | 0.069 |  | 7212 |  |  | 12 |  | Refrigerator- Vertical- Glass Door 50+ cu ft | [18 empty] | Commercial Kitchen Equipment |  | Refrigerator | [15 empty] | 50+ cu ft |  | Vertical - Glass Door
| 59470 | Midstream Program | Cooking Equipment | High Efficient Cooking Equipment | Refrigerator, Vertical, Solid Door 30-49 cu ft | Active | 243 |  | 2535 |  | 150 |  |  |  | 0.028 |  | 2916 |  |  | 12 |  | Refrigerator- Vertical- Solid Door 30-49 cu ft | [18 empty] | Commercial Kitchen Equipment |  | Refrigerator | [15 empty] | 30-49 cu ft |  | Vertical - Solid Door
| 59471 | Midstream Program | Cooking Equipment | High Efficient Cooking Equipment | Refrigerator, Vertical, Solid Door 50+ cu ft | Active | 423 |  | 2536 |  | 150 |  |  |  | 0.048 |  | 5076 |  |  | 12 |  | Refrigerator- Vertical- Solid Door 50+ cu ft | [18 empty] | Commercial Kitchen Equipment |  | Refrigerator | [15 empty] | 50+ cu ft |  | Vertical - Solid Door
| 59387 | Midstream Program | Cooking Equipment | High Efficient Cooking Equipment | Steam Cooker | Disabled
| 59453 | Midstream Program | Cooking Equipment | High Efficient Cooking Equipment | Steamer, 3-6, Elec, Ag Com Indu | Active |  |  | 4710 | [10 empty] | 12 |  | Steamer- 3-6- Elec- Ag Com Indu | [18 empty] | Commercial Kitchen Equipment |  | Steamer |  |  |  |  | Electric
| 59454 | Midstream Program | Cooking Equipment | High Efficient Cooking Equipment | Steamer, 3-6, Elec, Sch Govt | Active |  |  | 4710 | [10 empty] | 12 |  | Steamer- 3-6- Elec- Sch Govt | [18 empty] | Commercial Kitchen Equipment |  | Steamer |  |  |  |  | Electric
| 59455 | Midstream Program | Cooking Equipment | High Efficient Cooking Equipment | Steamer, 5-6, Gas, Ag Com Indu | Active |  |  | 4711 | [10 empty] | 12 |  | Steamer- 5-6- Gas- Ag Com Indu | [18 empty] | Commercial Kitchen Equipment |  | Steamer |  |  |  |  | Natural Gas
| 59456 | Midstream Program | Cooking Equipment | High Efficient Cooking Equipment | Steamer, 5-6, Gas, Sch Govt | Active |  |  | 4711 | [10 empty] | 12 |  | Steamer- 5-6- Gas- Sch Govt | [18 empty] | Commercial Kitchen Equipment |  | Steamer |  |  |  |  | Natural Gas
| 59382 | Midstream Program | Water Heating | Water Heaters | Heat Pump Water Heater | Disabled

## Sheet1
Focus On Energy - Utility Measure Catalog and Attribute Config Report v.2
Utility Catalog ID Program Product Type Category Measure Name Measure Status
Focus On Energy | 59393 | Midstream Program | Heating & Cooling Equipment | Air Cleaners | Circulator Pump | Disabled
| 62503 | Midstream Program | Custom | Commercial Custom | Default Midstream Testing Measure | Disabled | [14 empty] | Both | Prescriptive
| 59394 | Midstream Program | Kitchen Equipment | Cooking Equipment | Fryer, Elec, Ag Com Indu | Active |  |  | 2337 | [7 empty] | 12 | Fryer- Elec- Ag Com Indu | [5 empty] | Commercial Kitchen Equipment | Electric | Fryer
| 59395 | Midstream Program | Kitchen Equipment | Cooking Equipment | Fryer, Elec, Sch Govt | Active |  |  | 2337 | [7 empty] | 12 | Fryer- Elec- Sch Govt | [5 empty] | Commercial Kitchen Equipment | Electric | Fryer
| 59396 | Midstream Program | Kitchen Equipment | Cooking Equipment | Fryer, Gas, Ag Com Indu | Active |  |  | 2338 | [7 empty] | 12 | Fryer- Gas- Ag Com Indu | [5 empty] | Commercial Kitchen Equipment | Natural Gas | Fryer
| 59397 | Midstream Program | Kitchen Equipment | Cooking Equipment | Fryer, Gas, Sch Govt | Active |  |  | 2338 | [7 empty] | 12 | Fryer- Gas- Sch Govt | [5 empty] | Commercial Kitchen Equipment | Natural Gas | Fryer
| 59398 | Midstream Program | Kitchen Equipment | Cooking Equipment | Griddle, Elec, Ag Com Indu | Active | 1160 |  | 2371 | 125 |  |  |  | 0.2384 | 13920 |  | 12 | Griddle- Elec- Ag Com Indu | [5 empty] | Commercial Kitchen Equipment | Electric | Griddle
| 59399 | Midstream Program | Kitchen Equipment | Cooking Equipment | Griddle, Elec, Sch Govt | Active | 716 |  | 2371 | 125 |  |  |  | 0.2535 | 8592 |  | 12 | Griddle- Elec- Sch Govt | [5 empty] | Commercial Kitchen Equipment | Electric | Griddle
| 59400 | Midstream Program | Kitchen Equipment | Cooking Equipment | Griddle, Gas, Ag Com Indu | Active |  | 100 | 2372 | 150 | [5 empty] | 1200 | 12 | Griddle- Gas- Ag Com Indu | [5 empty] | Commercial Kitchen Equipment | Natural Gas | Griddle
| 59401 | Midstream Program | Kitchen Equipment | Cooking Equipment | Griddle, Gas, Sch Govt | Active |  | 53 | 2372 | 150 | [5 empty] | 636 | 12 | Griddle- Gas- Sch Govt | [5 empty] | Commercial Kitchen Equipment | Natural Gas | Griddle
| 65281 | Midstream Program | Domestic Hot Water | DHW Flow Reduction | Circulator Pump, Wholesale, < 100 Watts | Active | 243 | 0 | 5166 | 50 |  |  |  | 0.015 | 3645 | 0 | 15 | [6 empty] | Circulator Pump |  | <100
| 83033 | Midstream Program | Domestic Hot Water | DHW Flow Reduction | Comm Water Heater, >=2.0 COP, Heat Pump Storage Electric | Active | 10737 |  | 4941 |  |  |  | 300 |  | 128842 |  | 12 | [6 empty] | Water Heating |  | Commercial Water Heater
| 83031 | Midstream Program | Domestic Hot Water | DHW Flow Reduction | Comm Water Heater, >=90% TE, Natural Gas | Active |  | 149 | 3045 |  |  |  | 175 |  |  | 1486 | 10 | [6 empty] | Water Heating |  | Commercial Water Heater
| 83032 | Midstream Program | Domestic Hot Water | DHW Flow Reduction | Comm Water Heater, >=90% TE, Tankless, Natural Gas | Active |  | 276 | 4942 |  |  |  | 175 |  |  | 4691 | 17 | [6 empty] | Water Heating |  | Commercial Water Heater
| 83030 | Midstream Program | Domestic Hot Water | DHW Flow Reduction | Comm Water Heater, >=95% TE, K-12 School, Natural Gas | Active |  | 363 | 5083 |  |  |  | 50 |  |  | 3627 | 10 | [6 empty] | Water Heating |  | Commercial Water Heater
| 76282 | Midstream Program | Domestic Hot Water | DHW Flow Reduction | Ductless Mini-Split Bonus | Active |  |  | 5397 |  |  |  | 150
| 83034 | Midstream Program | Domestic Hot Water | DHW Flow Reduction | Freezer, Chest, Glass Door: 15-29 cu ft, ENERGY STAR | Active | 647 |  | 2335 |  |  |  | 100 | 0.074 | 7764 |  | 12 | [6 empty] | Commercial Kitchen Equipment |  | Freezer
| 83035 | Midstream Program | Domestic Hot Water | DHW Flow Reduction | Freezer, Chest, Glass Door: 30-49 cu ft, ENERGY STAR | Active | 203 |  | 2333 |  |  |  | 100 | 0.023 | 2436 |  | 12 | [6 empty] | Commercial Kitchen Equipment |  | Freezer
| 83036 | Midstream Program | Domestic Hot Water | DHW Flow Reduction | Freezer, Chest, Glass Door: 50+ cu ft, ENERGY STAR | Active | 486 |  | 2334 |  |  |  | 100 | 0.055 | 5832 |  | 12 | [6 empty] | Commercial Kitchen Equipment |  | Freezer
| 83037 | Midstream Program | Domestic Hot Water | DHW Flow Reduction | Freezer, Chest, Solid Door: <15 cu ft, ENERGY STAR | Active | 1052 |  | 2331 |  |  |  | 100 | 0.120 | 12624 |  | 12 | [6 empty] | Commercial Kitchen Equipment |  | Freezer
| 83038 | Midstream Program | Domestic Hot Water | DHW Flow Reduction | Freezer, Chest, Solid Door: 15-29 cu ft, ENERGY STAR | Active | 1591 |  | 2332 |  |  |  | 100 | 0.182 | 19092 |  | 12 | [6 empty] | Commercial Kitchen Equipment |  | Freezer
| 83039 | Midstream Program | Domestic Hot Water | DHW Flow Reduction | Freezer, Chest, Solid Door: 30-49 cu ft, ENERGY STAR | Active | 251 |  | 2327 |  |  |  | 75 | 0.029 | 3012 |  | 12 | [6 empty] | Commercial Kitchen Equipment |  | Freezer
| 83040 | Midstream Program | Domestic Hot Water | DHW Flow Reduction | Freezer, Vertical, Glass Door: 15-29 cu ft, ENERGY STAR | Active | 681 |  | 2330 |  |  |  | 100 | 0.078 | 8178 |  | 12 | [6 empty] | Commercial Kitchen Equipment |  | Freezer
| 83041 | Midstream Program | Domestic Hot Water | DHW Flow Reduction | Freezer, Vertical, Glass Door: 30-49 cu ft, ENERGY STAR | Active | 794 |  | 2324 |  |  |  | 75 | 0.091 | 9528 |  | 12 | [6 empty] | Commercial Kitchen Equipment |  | Freezer
| 83042 | Midstream Program | Domestic Hot Water | DHW Flow Reduction | Freezer, Vertical, Glass Door: 50+ cu ft, ENERGY STAR | Active | 216 |  | 2325 |  |  |  | 75 | 0.025 | 2592 |  | 12 | [6 empty] | Commercial Kitchen Equipment |  | Freezer
| 83043 | Midstream Program | Domestic Hot Water | DHW Flow Reduction | Freezer, Vertical, Solid Door: <15 cu ft, ENERGY STAR | Active | 232 |  | 2326 |  |  |  | 75 | 0.026 | 2784 |  | 12 | [6 empty] | Commercial Kitchen Equipment |  | Freezer
| 83044 | Midstream Program | Domestic Hot Water | DHW Flow Reduction | Freezer, Vertical, Solid Door: 15-29 cu ft, ENERGY STAR | Active | 433 |  | 2322 |  |  |  | 75 | 0.049 | 5196 |  | 12 | [6 empty] | Commercial Kitchen Equipment |  | Freezer
| 83045 | Midstream Program | Domestic Hot Water | DHW Flow Reduction | Freezer, Vertical, Solid Door: 30-49 cu ft, ENERGY STAR | Active | 580 |  | 2323 |  |  |  | 75 | 0.066 | 6960 |  | 12 | [6 empty] | Commercial Kitchen Equipment |  | Freezer
| 83066 | Midstream Program | Domestic Hot Water | DHW Flow Reduction | Hand Dryer, Heavy Duty | Active | 217.2 | 0 | 5471 |  |  |  | 150 | 0.039 | 2172 | 0 | 10 | [6 empty] | Commercial Kitchen Equipment |  | Hand Dryer | 0.741
| 83065 | Midstream Program | Domestic Hot Water | DHW Flow Reduction | Hand Dryer, Heavy Intermittent | Active | 347.4 | 0 | 5475 |  |  |  | 150 | 0.097 | 3474 | 0 | 10 | [6 empty] | Commercial Kitchen Equipment |  | Hand Dryer | 1.185
| 83063 | Midstream Program | Domestic Hot Water | DHW Flow Reduction | Hand Dryer, High Usage <12 hr/day | Active | 868.6 | 0 | 5473 |  |  |  | 150 | 0.155 | 8686 | 0 | 10 | [6 empty] | Commercial Kitchen Equipment |  | Hand Dryer | 2.964
| 83064 | Midstream Program | Domestic Hot Water | DHW Flow Reduction | Hand Dryer, High Usage >=12 hr/day | Active | 2377.8 | 0 | 5474 |  |  |  | 150 | 0.281 | 23778 | 0 | 10 | [6 empty] | Commercial Kitchen Equipment |  | Hand Dryer | 8.113
| 83061 | Midstream Program | Domestic Hot Water | DHW Flow Reduction | Hand Dryer, Low Usage | Active | 4755.6 | 0 | 5476 |  |  |  | 150 | 0.330 | 47556 | 0 | 10 | [6 empty] | Commercial Kitchen Equipment |  | Hand Dryer | 16.226
| 83062 | Midstream Program | Domestic Hot Water | DHW Flow Reduction | Hand Dryer, Moderate Usage | Active | 792.6 | 0 | 5472 |  |  |  | 150 | 0.087 | 7926 | 0 | 10 | [6 empty] | Commercial Kitchen Equipment |  | Hand Dryer | 2.704
| 70691 | Midstream Program | Domestic Hot Water | DHW Flow Reduction | Natural Gas Instant Water Heater | Active | 0 | 49 | 5165 | 0 | 200 |  | 200 | 0 | 0 | 637 | 13 |  | Residential - Single Family |  |  |  | 63.7 | Water Heating |  | NG Instant Water Heater
| 70690 | Midstream Program | Domestic Hot Water | DHW Flow Reduction | Natural Gas Storage Water Heater, Wholesale | Active | 0 | 9.84 | 5265 | 0 | 50 | 50 | 50 | 0 | 0 | 128 | 13 |  | Residential - Single Family |  |  |  | 12.8 | Water Heating |  | NG Storage Water Heater
| 83046 | Midstream Program | Domestic Hot Water | DHW Flow Reduction | Refrigerator, Chest, Glass Door: 15-29 cu ft, ENERGY STAR | Active | 469 |  | 2536 |  |  |  | 100 | 0.054 | 5628 |  | 12 | [6 empty] | Commercial Kitchen Equipment |  | Refrigerator
| 83047 | Midstream Program | Domestic Hot Water | DHW Flow Reduction | Refrigerator, Chest, Glass Door: 30-49 cu ft, ENERGY STAR | Active | 268 |  | 2533 |  |  |  | 100 | 0.031 | 3216 |  | 12 | [6 empty] | Commercial Kitchen Equipment |  | Refrigerator
| 83048 | Midstream Program | Domestic Hot Water | DHW Flow Reduction | Refrigerator, Chest, Glass Door: 50+ cu ft, ENERGY STAR | Active | 332 |  | 2534 |  |  |  | 100 | 0.038 | 3984 |  | 12 | [6 empty] | Commercial Kitchen Equipment |  | Refrigerator
| 83049 | Midstream Program | Domestic Hot Water | DHW Flow Reduction | Refrigerator, Chest, Solid Door: <15 cu ft, ENERGY STAR | Active | 332 |  | 2535 |  |  |  | 100 | 0.038 | 3984 |  | 12 | [6 empty] | Commercial Kitchen Equipment |  | Refrigerator
| 83052 | Midstream Program | Domestic Hot Water | DHW Flow Reduction | Refrigerator, Chest, Solid Door: 15-29 cu ft, ENERGY STAR | Active | 165 |  | 2529 |  |  |  | 100 | 0.019 | 1980 |  | 12 | [6 empty] | Commercial Kitchen Equipment |  | Refrigerator
| 83050 | Midstream Program | Domestic Hot Water | DHW Flow Reduction | Refrigerator, Chest, Solid Door: 30-49 cu ft, ENERGY STAR | Active | 536 |  | 2531 |  |  |  | 100 | 0.061 | 6432 |  | 12 | [6 empty] | Commercial Kitchen Equipment |  | Refrigerator
| 83051 | Midstream Program | Domestic Hot Water | DHW Flow Reduction | Refrigerator, Chest, Solid Door: 50+ cu ft, ENERGY STAR | Active | 601 |  | 2532 |  |  |  | 100 | 0.069 | 7212 |  | 12 | [6 empty] | Commercial Kitchen Equipment |  | Refrigerator
| 83053 | Midstream Program | Domestic Hot Water | DHW Flow Reduction | Refrigerator, Vertical, Glass Door: <15 cu ft, ENERGY STAR | Active | 307 |  | 2530 |  |  |  | 100 | 0.035 | 3684 |  | 12 | [6 empty] | Commercial Kitchen Equipment |  | Refrigerator
| 83054 | Midstream Program | Domestic Hot Water | DHW Flow Reduction | Refrigerator, Vertical, Glass Door: 15-29 cu ft, ENERGY STAR | Active | 230 |  | 2525 |  |  |  | 75 | 0.026 | 2760 |  | 12 | [6 empty] | Commercial Kitchen Equipment |  | Refrigerator
| 83055 | Midstream Program | Domestic Hot Water | DHW Flow Reduction | Refrigerator, Vertical, Glass Door: 30-49 cu ft, ENERGY STAR | Active | 230 |  | 2526 |  |  |  | 75 | 0.026 | 2760 |  | 12 | [6 empty] | Commercial Kitchen Equipment |  | Refrigerator
| 83056 | Midstream Program | Domestic Hot Water | DHW Flow Reduction | Refrigerator, Vertical, Glass Door: 50+ cu ft, ENERGY STAR | Active | 230 |  | 2527 |  |  |  | 75 | 0.026 | 2760 |  | 12 | [6 empty] | Commercial Kitchen Equipment |  | Refrigerator
| 83057 | Midstream Program | Domestic Hot Water | DHW Flow Reduction | Refrigerator, Vertical, Solid Door: <15 cu ft, ENERGY STAR | Active | 230 |  | 2528 |  |  |  | 75 | 0.026 | 2760 |  | 12 | [6 empty] | Commercial Kitchen Equipment |  | Refrigerator
| 83058 | Midstream Program | Domestic Hot Water | DHW Flow Reduction | Refrigerator, Vertical, Solid Door: 15-29 cu ft, ENERGY STAR | Active | 113 |  | 2522 |  |  |  | 75 | 0.013 | 1356 |  | 12 | [6 empty] | Commercial Kitchen Equipment |  | Refrigerator
| 83059 | Midstream Program | Domestic Hot Water | DHW Flow Reduction | Refrigerator, Vertical, Solid Door: 30-49 cu ft, ENERGY STAR | Active | 177 |  | 2523 |  |  |  | 75 | 0.020 | 2124 |  | 12 | [6 empty] | Commercial Kitchen Equipment |  | Refrigerator
| 83060 | Midstream Program | Domestic Hot Water | DHW Flow Reduction | Refrigerator, Vertical, Solid Door: 50+ cu ft, ENERGY STAR | Active | 270 |  | 2524 |  |  |  | 75 | 0.031 | 3240 |  | 12 | [6 empty] | Commercial Kitchen Equipment |  | Refrigerator
| 59383 | Midstream Program | Heating & Cooling Equipment | Ductless Heat Pump | Ductless Mini-Split | Disabled | [10 empty] | 18
| 59392 | Midstream Program | Cooking Equipment | Fryer | Dishwasher | Disabled
| 59388 | Midstream Program | Cooking Equipment | Fryer | Fryer | Disabled
| 59389 | Midstream Program | Cooking Equipment | Fryer | Griddle | Disabled
| 59390 | Midstream Program | Cooking Equipment | Fryer | Holding Cabinet | Disabled
| 59391 | Midstream Program | Cooking Equipment | Fryer | Oven | Disabled
| 59477 | Midstream Program | Cooking Equipment | High Efficient Cooking Equipment | Circulator Pump, Cooling Circulation, <100 | Active | 51 |  | 3500 | 50 |  |  |  | 0.0224 | 763 |  | 15 | Circulator Pump- Cooling Circulation- <100 |  | Cooling Water |  |  |  | Circulator Pump |  | <100
| 59478 | Midstream Program | Cooking Equipment | High Efficient Cooking Equipment | Circulator Pump, Cooling Circulation, 1,000-1,500 | Active | 1220 |  | 5017 | 500 |  |  |  | 0.5382 | 18306 |  | 15 | Circulator Pump- Cooling Circulation- 1-000-1-500 |  | Cooling Water |  |  |  | Circulator Pump |  | 1,000-1,500
| 59479 | Midstream Program | Cooking Equipment | High Efficient Cooking Equipment | Circulator Pump, Cooling Circulation, 1,500+ | Active | 1831 |  | 5018 | 600 |  |  |  | 0.8073 | 27459 |  | 15 | Circulator Pump- Cooling Circulation- 1500+ |  | Cooling Water |  |  |  | Circulator Pump |  | 1,500+
| 59480 | Midstream Program | Cooking Equipment | High Efficient Cooking Equipment | Circulator Pump, Cooling Circulation, 100 - 500 | Active | 254 |  | 3501 | 275 |  |  |  | 0.1121 | 3814 |  | 15 | Circulator Pump- Cooling Circulation- 100 - 500 |  | Cooling Water |  |  |  | Circulator Pump |  | 100-500
| 59481 | Midstream Program | Cooking Equipment | High Efficient Cooking Equipment | Circulator Pump, Cooling Circulation, 500-1,000 | Active | 712 |  | 5016 | 400 |  |  |  | 0.314 | 10679 |  | 15 | Circulator Pump- Cooling Circulation- 500-1000 |  | Cooling Water |  |  |  | Circulator Pump |  | 500-1,000
| 59482 | Midstream Program | Cooking Equipment | High Efficient Cooking Equipment | Circulator Pump, DHW Recirculation, <100 | Active | 530 |  | 3494 | 50 |  |  |  | 0.075 | 7946 |  | 15 | Circulator Pump- DHW Recirculation- <100 |  | Domestic Hot Water |  |  |  | Circulator Pump |  | <100
| 59483 | Midstream Program | Cooking Equipment | High Efficient Cooking Equipment | Circulator Pump, DHW Recirculation, 1,000-1,500 | Active | 12714 |  | 5012 | 500 |  |  |  | 1.8 | 190710 |  | 15 | Circulator Pump- DHW Recirculation- 1000-1500 |  | Domestic Hot Water |  |  |  | Circulator Pump |  | 1,000-1,500
| 59484 | Midstream Program | Cooking Equipment | High Efficient Cooking Equipment | Circulator Pump, DHW Recirculation, 1,500+ | Active | 19071 |  | 5010 | 600 |  |  |  | 2.7 | 286065 |  | 15 | Circulator Pump- DHW Recirculation- 1500+ |  | Domestic Hot Water |  |  |  | Circulator Pump |  | 1,500+
| 59485 | Midstream Program | Cooking Equipment | High Efficient Cooking Equipment | Circulator Pump, DHW Recirculation, 100 - 500 | Active | 2649 |  | 3495 | 275 |  |  |  | 0.375 | 39731 |  | 15 | Circulator Pump- DHW Recirculation- 100 - 500 |  | Domestic Hot Water |  |  |  | Circulator Pump |  | 100-500
| 59486 | Midstream Program | Cooking Equipment | High Efficient Cooking Equipment | Circulator Pump, DHW Recirculation, 500-1,000 | Active | 7417 |  | 5011 | 400 |  |  |  | 1.05 | 111248 |  | 15 | Circulator Pump- DHW Recirculation- 500-1000 |  | Domestic Hot Water |  |  |  | Circulator Pump |  | 500-1,000
| 59487 | Midstream Program | Cooking Equipment | High Efficient Cooking Equipment | Circulator Pump, Heating Circulation, <100 | Active | 171 |  | 3497 | 50 |  |  |  | 0 | 2571 |  | 15 | Circulator Pump- Heating Circulation- <100 |  | Heating Water |  |  |  | Circulator Pump |  | <100
| 59488 | Midstream Program | Cooking Equipment | High Efficient Cooking Equipment | Circulator Pump, Heating Circulation, 1,000-1,500 | Active | 4113 |  | 5014 | 500 |  |  |  | 0 | 61695 |  | 15 | Circulator Pump- Heating Circulation- 1000-1500 |  | Heating Water |  |  |  | Circulator Pump |  | 1,000-1,500
| 59489 | Midstream Program | Cooking Equipment | High Efficient Cooking Equipment | Circulator Pump, Heating Circulation, 1,500+ | Active | 6170 |  | 5015 | 600 |  |  |  | 0 | 92543 |  | 15 | Circulator Pump- Heating Circulation- 1500+ |  | Heating Water |  |  |  | Circulator Pump |  | 1,500+
| 59490 | Midstream Program | Cooking Equipment | High Efficient Cooking Equipment | Circulator Pump, Heating Circulation, 100 - 500 | Active | 857 |  | 3498 | 275 |  |  |  | 0 | 12853 |  | 15 | Circulator Pump- Heating Circulation- 100 - 500 |  | Heating Water |  |  |  | Circulator Pump |  | 100-500
| 59491 | Midstream Program | Cooking Equipment | High Efficient Cooking Equipment | Circulator Pump, Heating Circulation, 500-1,000 | Active | 2399 |  | 5013 | 400 |  |  |  | 0 | 35989 |  | 15 | Circulator Pump- Heating Circulation- 500-1000 |  | Heating Water |  |  |  | Circulator Pump |  | 500-1,000
| 59492 | Midstream Program | Cooking Equipment | High Efficient Cooking Equipment | Circulator Pump, Water Loop HP Circulation, <100 | Active | 222 |  | 3503 | 50 |  |  |  | 0.0224 | 3333 |  | 15 | Circulator Pump- Water Loop HP Circulation- <100 |  | Water Loop HP |  |  |  | Circulator Pump |  | <100
| 59493 | Midstream Program | Cooking Equipment | High Efficient Cooking Equipment | Circulator Pump, Water Loop HP Circulation, 1,000-1,500 | Active | 5333 |  | 5020 | 500 |  |  |  | 0.5382 | 80001 |  | 15 | Circulator Pump- Water Loop HP Circulation- 1000-1500 |  | Water Loop HP |  |  |  | Circulator Pump |  | 1,000-1,500
| 59494 | Midstream Program | Cooking Equipment | High Efficient Cooking Equipment | Circulator Pump, Water Loop HP Circulation, 1,500+ | Active | 8000 |  | 5021 | 600 |  |  |  | 0.8073 | 120002 |  | 15 | Circulator Pump- Water Loop HP Circulation- 1500+ |  | Water Loop HP |  |  |  | Circulator Pump |  | 1,500+
| 59495 | Midstream Program | Cooking Equipment | High Efficient Cooking Equipment | Circulator Pump, Water Loop HP Circulation, 100 - 500 | Active | 1111 |  | 3504 | 275 |  |  |  | 0.1121 | 16667 |  | 15 | Circulator Pump- Water Loop HP Circulation- 100 - 500 |  | Water Loop HP |  |  |  | Circulator Pump |  | 100-500
| 59496 | Midstream Program | Cooking Equipment | High Efficient Cooking Equipment | Circulator Pump, Water Loop HP Circulation, 500-1,000 | Active | 3111 |  | 5019 | 400 |  |  |  | 0.314 | 46667 |  | 15 | Circulator Pump- Water Loop HP Circulation- 500-1000 |  | Water Loop HP |  |  |  | Circulator Pump |  | 500-1,000
| 59402 | Midstream Program | Cooking Equipment | High Efficient Cooking Equipment | Dishwasher, Elec WH, Multitank, Elec Booster, Elec DW | Active | 27784 |  | 2283 | 400 |  |  | 1700 | 1.3533 | 1.3533 |  | 10 | Dishwasher- Elec WH- Multitank- Elec Booster- Elec DW | Multitank Conveyor |  |  |  |  | Commercial Kitchen Equipment |  | Dishwasher |  |  | Electric |  | Electric | Electric Booster Heater
| 59403 | Midstream Program | Cooking Equipment | High Efficient Cooking Equipment | Dishwasher, Elec WH, Multitank, Elec Booster, Gas DW | Disabled | 27784 |  |  | 400 |  |  |  |  | 277840 |  | 10 | Dishwasher- Elec WH- Multitank- Elec Booster- Gas DW | Multitank Conveyor | [9 empty] | Electric |  | Natural Gas | Electric Booster Heater
| 59406 | Midstream Program | Cooking Equipment | High Efficient Cooking Equipment | Dishwasher, Elec WH, Multitank, Gas Booster, Elec DW | Disabled | 18403 | 413 |  | 400 |  |  |  |  | 184030 | 4130 | 10 | Dishwasher- Elec WH- Multitank- Gas Booster- Elec DW | Multitank Conveyor | [9 empty] | Electric |  | Electric | Natural Gas Booster Heater
| 59408 | Midstream Program | Cooking Equipment | High Efficient Cooking Equipment | Dishwasher, Elec WH, Multitank, No Booster, Elec DW | Active | 19090 |  | 2294 | 350 |  |  | 1300 | 0.9298 | 190900 |  | 10 | Dishwasher- Elec WH- Multitank- No Booster- Elec DW | Multitank Conveyor |  |  |  |  | Commercial Kitchen Equipment |  | Dishwasher |  |  | Electric |  | Electric | None
| 59411 | Midstream Program | Cooking Equipment | High Efficient Cooking Equipment | Dishwasher, Elec WH, PPU, Elec Booster, Elec DW | Active | 3360 |  | 3136 | 100 |  |  |  | 0.1637 | 33600 |  | 10 | Dishwasher- Elec WH- PPU- Elec Booster- Elec DW | Pot Pan & Utensil |  |  |  |  | Commercial Kitchen Equipment |  | Dishwasher |  |  | Electric |  | Electric | Electric Booster Heater
| 59413 | Midstream Program | Cooking Equipment | High Efficient Cooking Equipment | Dishwasher, Elec WH, PPU, Gas Booster, Elec DW | Disabled | 2138 | 54 |  | 100 |  |  |  |  | 21380 | 540 | 10 | Dishwasher- Elec WH- PPU- Gas Booster- Elec DW | Pot Pan & Utensil | [9 empty] | Electric |  | Electric | Natural Gas Booster Heater
| 59415 | Midstream Program | Cooking Equipment | High Efficient Cooking Equipment | Dishwasher, Elec WH, SingleTank, Elec Booster, Elec DW | Active | 9311 |  | 2285 | 500 |  |  | 900 | 0.4535 | 93110 |  | 10 | Dishwasher- Elec WH- SingleTank- Elec Booster- Elec DW | Single-Tank Conveyor |  |  |  |  | Commercial Kitchen Equipment |  | Dishwasher |  |  | Electric |  | Electric | Electric Booster Heater
| 59416 | Midstream Program | Cooking Equipment | High Efficient Cooking Equipment | Dishwasher, Elec WH, SingleTank, Elec Booster, Gas DW | Disabled | 9311 |  |  | 500 |  |  |  |  | 93110 |  | 10 | Dishwasher- Elec WH- SingleTank- Elec Booster- Gas DW | Single-Tank Conveyor | [9 empty] | Electric |  | Natural Gas | Electric Booster Heater
| 59419 | Midstream Program | Cooking Equipment | High Efficient Cooking Equipment | Dishwasher, Elec WH, SingleTank, Gas Booster, Elec DW | Disabled | 6838 | 109 |  | 500 |  |  |  |  | 68380 | 1090 | 10 | Dishwasher- Elec WH- SingleTank- Gas Booster- Elec DW | Single-Tank Conveyor | [9 empty] | Electric |  | Electric | Natural Gas Booster Heater
| 59421 | Midstream Program | Cooking Equipment | High Efficient Cooking Equipment | Dishwasher, Elec WH, SingleTank, No Booster, Elec DW | Active | 13819 |  | 2296 | 100 |  |  | 750 | 0.6731 | 138190 |  | 10 | Dishwasher- Elec WH- SingleTank- No Booster- Elec DW | Single-Tank Conveyor |  |  |  |  | Commercial Kitchen Equipment |  | Dishwasher |  |  | Electric |  | Electric | None
| 59424 | Midstream Program | Cooking Equipment | High Efficient Cooking Equipment | Dishwasher, Elec WH, Stationary, Elec Booster, Elec DW | Active | 12027 |  | 2281 | 400 |  |  |  | 0.5858 | 120270 |  | 10 | Dishwasher- Elec WH- Stationary- Elec Booster- Elec DW | Stationary Single-Tank Door |  |  |  |  | Commercial Kitchen Equipment |  | Dishwasher |  |  | Electric |  | Electric | Electric Booster Heater
| 59425 | Midstream Program | Cooking Equipment | High Efficient Cooking Equipment | Dishwasher, Elec WH, Stationary, Elec Booster, Gas DW | Disabled | 12027 |  |  | 400 |  |  |  |  | 120270 |  | 10 | Dishwasher- Elec WH- Stationary- Elec Booster- Gas DW | Stationary Single-Tank Door | [9 empty] | Electric |  | Natural Gas | Electric Booster Heater
| 59428 | Midstream Program | Cooking Equipment | High Efficient Cooking Equipment | Dishwasher, Elec WH, Stationary, Gas Booster, Elec DW | Disabled |  | 721 |  | 350 | [5 empty] | 7210 | 10 | Dishwasher- Elec WH- Stationary- Gas Booster- Elec DW | Stationary Single-Tank Door | [9 empty] | Electric |  | Electric | Natural Gas Booster Heater
| 59430 | Midstream Program | Cooking Equipment | High Efficient Cooking Equipment | Dishwasher, Elec WH, Stationary, No Booster, Elec DW | Active | 16392 |  | 2280 | 350 |  |  |  | 0.7984 | 163920 |  | 10 | Dishwasher- Elec WH- Stationary- No Booster- Elec DW | Stationary Single-Tank Door |  |  |  |  | Commercial Kitchen Equipment |  | Dishwasher |  |  | Electric |  | Electric | None
| 59431 | Midstream Program | Cooking Equipment | High Efficient Cooking Equipment | Dishwasher, Elec WH, Stationary, No Booster, Gas DW | Disabled | 16392 |  |  | 350 |  |  |  |  | 163920 |  | 10 | Dishwasher- Elec WH- Stationary- No Booster- Gas DW | Stationary Single-Tank Door | [9 empty] | Electric |  | Natural Gas | None
| 59433 | Midstream Program | Cooking Equipment | High Efficient Cooking Equipment | Dishwasher, Elec WH, Under, Elec Booster, Elec DW | Active | 3196 |  | 2287 | 100 |  |  | 700 | 0.1557 | 31960 |  | 10 | Dishwasher- Elec WH- Under- Elec Booster- Elec DW | Under Counter |  |  |  |  | Commercial Kitchen Equipment |  | Dishwasher |  |  | Electric |  | Electric | Electric Booster Heater
| 59434 | Midstream Program | Cooking Equipment | High Efficient Cooking Equipment | Dishwasher, Elec WH, Under, Elec Booster, Gas DW | Disabled | 3196 |  |  | 100 |  |  |  |  | 31960 |  | 10 | Dishwasher- Elec WH- Under- Elec Booster- Gas DW | Under Counter | [9 empty] | Electric |  | Natural Gas | Electric Booster Heater
| 59437 | Midstream Program | Cooking Equipment | High Efficient Cooking Equipment | Dishwasher, Elec WH, Under, Gas Booster, Elec DW | Disabled | 2569 | 28 |  | 100 |  |  |  |  | 25690 | 280 | 10 | Dishwasher- Elec WH- Under- Gas Booster- Elec DW | Under Counter | [9 empty] | Electric |  | Electric | Natural Gas Booster Heater
| 59439 | Midstream Program | Cooking Equipment | High Efficient Cooking Equipment | Dishwasher, Elec WH, Under, No Booster, Elec DW | Active | 2577 |  | 2298 | 100 |  |  | 175 | 0.1255 | 25770 |  | 10 | Dishwasher- Elec WH- Under- No Booster- Elec DW | Under Counter |  |  |  |  | Commercial Kitchen Equipment |  | Dishwasher |  |  | Electric |  | Electric | None
| 59440 | Midstream Program | Cooking Equipment | High Efficient Cooking Equipment | Dishwasher, Elec WH, Under, No Booster, Gas DW | Disabled | 2577 |  |  | 100 |  |  |  |  | 25770 |  | 10 | Dishwasher- Elec WH- Under- No Booster- Gas DW | Under Counter | [9 empty] | Electric |  | Natural Gas | None
| 59404 | Midstream Program | Cooking Equipment | High Efficient Cooking Equipment | Dishwasher, Gas WH, Multitank, Elec Booster, Elec DW | Active | 11367 | 723 | 2284 | 400 |  |  |  | 0.5536 | 113670 | 7230 | 10 | Dishwasher- Gas WH- Multitank- Elec Booster- Elec DW | Multitank Conveyor |  |  |  |  | Commercial Kitchen Equipment |  | Dishwasher |  |  | Natural Gas |  | Electric | Electric Booster Heater
| 59405 | Midstream Program | Cooking Equipment | High Efficient Cooking Equipment | Dishwasher, Gas WH, Multitank, Elec Booster, Gas DW | Disabled | 11367 | 723 |  | 400 |  |  |  |  | 113670 | 7230 | 10 | Dishwasher- Gas WH- Multitank- Elec Booster- Gas DW | Multitank Conveyor | [9 empty] | Natural Gas |  | Natural Gas | Electric Booster Heater
| 59407 | Midstream Program | Cooking Equipment | High Efficient Cooking Equipment | Dishwasher, Gas WH, Multitank, Gas Booster, Elec DW | Active | 1986 | 1135 | 2290 | 400 |  |  | 1900 | 0.0967 | 19860 | 11350 | 10 | Dishwasher- Gas WH- Multitank- Gas Booster- Elec DW | Multitank Conveyor |  |  |  |  | Commercial Kitchen Equipment |  | Dishwasher |  |  | Natural Gas |  | Electric | Natural Gas Booster Heater
| 59409 | Midstream Program | Cooking Equipment | High Efficient Cooking Equipment | Dishwasher, Gas WH, Multitank, No Booster, Elec DW | Active |  | 840 | 2295 | 350 |  |  | 1400 | 0 |  | 8400 | 10 | Dishwasher- Gas WH- Multitank- No Booster- Elec DW | Multitank Conveyor |  |  |  |  | Commercial Kitchen Equipment |  | Dishwasher |  |  | Natural Gas |  | Electric | None
| 59410 | Midstream Program | Cooking Equipment | High Efficient Cooking Equipment | Dishwasher, Gas WH, Multitank, No Booster, Gas DW | Disabled |  | 840 | 2295 | 350 | [5 empty] | 8400 | 10 | Dishwasher- Gas WH- Multitank- No Booster- Gas DW | Multitank Conveyor | [9 empty] | Natural Gas |  | Natural Gas | None
| 59412 | Midstream Program | Cooking Equipment | High Efficient Cooking Equipment | Dishwasher, Gas WH, PPU, Elec Booster, Elec DW | Active | 1222 | 94 | 3137 | 100 |  |  |  | 0.0595 | 12220 | 940 | 10 | Dishwasher- Gas WH- PPU- Elec Booster- Elec DW | Pot Pan & Utensil |  |  |  |  | Commercial Kitchen Equipment |  | Dishwasher |  |  | Natural Gas |  | Electric | Electric Booster Heater
| 59414 | Midstream Program | Cooking Equipment | High Efficient Cooking Equipment | Dishwasher, Gas WH, PPU, Gas Booster, Elec DW | Active |  | 148 | 3138 | 100 |  |  |  | 0 |  | 1480 | 10 | Dishwasher- Gas WH- PPU- Gas Booster- Elec DW | Pot Pan & Utensil |  |  |  |  | Commercial Kitchen Equipment |  | Dishwasher |  |  | Natural Gas |  | Electric | Natural Gas Booster Heater
| 59417 | Midstream Program | Cooking Equipment | High Efficient Cooking Equipment | Dishwasher, Gas WH, SingleTank, Elec Booster, Elec DW | Active | 4984 | 190 | 2286 | 500 |  |  |  | 0.2428 | 49840 | 1900 | 10 | Dishwasher- Gas WH- SingleTank- Elec Booster- Elec DW | Single-Tank Conveyor |  |  |  |  | Commercial Kitchen Equipment |  | Dishwasher |  |  | Natural Gas |  | Electric | Electric Booster Heater
| 59418 | Midstream Program | Cooking Equipment | High Efficient Cooking Equipment | Dishwasher, Gas WH, SingleTank, Elec Booster, Gas DW | Disabled | 4984 | 190 |  | 500 |  |  |  |  | 49840 | 1900 | 10 | Dishwasher- Gas WH- SingleTank- Elec Booster- Gas DW | Single-Tank Conveyor | [9 empty] | Natural Gas |  | Natural Gas | Electric Booster Heater
| 59420 | Midstream Program | Cooking Equipment | High Efficient Cooking Equipment | Dishwasher, Gas WH, SingleTank, Gas Booster, Elec DW | Active | 2511 | 299 | 2291 | 500 |  |  | 1000 | 0.1223 | 25110 | 2990 | 10 | Dishwasher- Gas WH- SingleTank- Gas Booster- Elec DW | Single-Tank Conveyor |  |  |  |  | Commercial Kitchen Equipment |  | Dishwasher |  |  | Natural Gas |  | Electric | Natural Gas Booster Heater
| 59422 | Midstream Program | Cooking Equipment | High Efficient Cooking Equipment | Dishwasher, Gas WH, SingleTank, No Booster, Elec DW | Active | 584 | 582 | 2297 | 100 |  |  | 850 | 0.0284 | 5840 | 5820 | 10 | Dishwasher- Gas WH- SingleTank- No Booster- Elec DW | Single-Tank Conveyor |  |  |  |  | Commercial Kitchen Equipment |  | Dishwasher |  |  | Natural Gas |  | Electric | None
| 59423 | Midstream Program | Cooking Equipment | High Efficient Cooking Equipment | Dishwasher, Gas WH, SingleTank, No Booster, Gas DW | Disabled | 584 | 582 | 2297 | 100 |  |  |  |  | 5840 | 5820 | 10 | Dishwasher- Gas WH- SingleTank- No Booster- Gas DW | Single-Tank Conveyor | [9 empty] | Natural Gas |  | Natural Gas | None
| 59426 | Midstream Program | Cooking Equipment | High Efficient Cooking Equipment | Dishwasher, Gas WH, Stationary, Elec Booster, Elec DW | Active | 4900 | 314 | 2282 | 400 |  |  |  | 0.2387 | 49000 | 3140 | 10 | Dishwasher- Gas WH- Stationary- Elec Booster- Elec DW | Stationary Single-Tank Door |  |  |  |  | Commercial Kitchen Equipment |  | Dishwasher |  |  | Natural Gas |  | Electric | Electric Booster Heater
| 59427 | Midstream Program | Cooking Equipment | High Efficient Cooking Equipment | Dishwasher, Gas WH, Stationary, Elec Booster, Gas DW | Disabled | 4900 | 314 |  | 400 |  |  |  |  | 49000 | 3140 | 10 | Dishwasher- Gas WH- Stationary- Elec Booster- Gas DW | Stationary Single-Tank Door | [9 empty] | Natural Gas |  | Natural Gas | Electric Booster Heater
| 59429 | Midstream Program | Cooking Equipment | High Efficient Cooking Equipment | Dishwasher, Gas WH, Stationary, Gas Booster, Elec DW | Active | 827 | 493 | 2289 | 400 |  |  | 800 | 0.0403 | 8270 | 4930 | 10 | Dishwasher- Gas WH- Stationary- Gas Booster- Elec DW | Stationary Single-Tank Door |  |  |  |  | Commercial Kitchen Equipment |  | Dishwasher |  |  | Natural Gas |  | Electric | Natural Gas Booster Heater
| 59432 | Midstream Program | Cooking Equipment | High Efficient Cooking Equipment | Dishwasher, Gas WH, Stationary, No Booster, Gas DW | Active |  | 721 | 2293 | 350 |  |  |  | 0 |  | 7210 | 10 | Dishwasher- Gas WH- Stationary- No Booster- Gas DW | Stationary Single-Tank Door |  |  |  |  | Commercial Kitchen Equipment |  | Dishwasher |  |  | Natural Gas |  | Natural Gas | None
| 59435 | Midstream Program | Cooking Equipment | High Efficient Cooking Equipment | Dishwasher, Gas WH, Under, Elec Booster, Elec DW | Active | 2098 | 48 | 2288 | 100 |  |  |  | 0.1022 | 20980 | 480 | 10 | Dishwasher- Gas WH- Under- Elec Booster- Elec DW | Under Counter |  |  |  |  | Commercial Kitchen Equipment |  | Dishwasher |  |  | Natural Gas |  | Electric | Electric Booster Heater
| 59436 | Midstream Program | Cooking Equipment | High Efficient Cooking Equipment | Dishwasher, Gas WH, Under, Elec Booster, Gas DW | Disabled | 2098 | 48 |  | 100 |  |  |  |  | 20980 | 480 | 10 | Dishwasher- Gas WH- Under- Elec Booster- Gas DW | Under Counter | [9 empty] | Natural Gas |  | Natural Gas | Electric Booster Heater
| 59438 | Midstream Program | Cooking Equipment | High Efficient Cooking Equipment | Dishwasher, Gas WH, Under, Gas Booster, Elec DW | Active | 1471 | 76 | 2292 | 100 |  |  |  | 0.0716 | 14710 | 760 | 10 | Dishwasher- Gas WH- Under- Gas Booster- Elec DW | Under Counter |  |  |  |  | Commercial Kitchen Equipment |  | Dishwasher |  |  | Natural Gas |  | Electric | Natural Gas Booster Heater
| 59441 | Midstream Program | Cooking Equipment | High Efficient Cooking Equipment | Dishwasher, Gas WH, Under, No Booster, Elec DW | Disabled |  | 113 |  | 100 | [5 empty] | 1130 | 10 | Dishwasher- Gas WH- Under- No Booster- Elec DW | Under Counter | [9 empty] | Natural Gas |  | Electric | None
| 59442 | Midstream Program | Cooking Equipment | High Efficient Cooking Equipment | Dishwasher, Gas WH, Under, No Booster, Gas DW | Active |  | 113 | 2299 | 100 |  |  | 200 | 0 |  | 1130 | 10 | Dishwasher- Gas WH- Under- No Booster- Gas DW | Under Counter |  |  |  |  | Commercial Kitchen Equipment |  | Dishwasher |  |  | Natural Gas |  | Natural Gas | None
| 59502 | Midstream Program | Cooking Equipment | High Efficient Cooking Equipment | Ductless Mini-Split HP, Gas Boiler CAC | Active | -3173 | 378 | 5023 | 500 |  |  |  | 0.2604 | -57144 | 6804 | 18 | Ductless Mini-Split HP- Gas Boiler CAC | [5 empty] | Ductless Mini-Split |  |  |  |  | Natural Gas
| 59501 | Midstream Program | Cooking Equipment | High Efficient Cooking Equipment | Ductless Mini-Split HP, Gas Furnace CAC | Active | -3173 | 381 | 5022 | 500 |  |  |  | 0.2604 | -57114 | 6858 | 18 | Ductless Mini-Split HP- Gas Furnace CAC | [5 empty] | Ductless Mini-Split |  | Gas Furnace CAC |  |  | Natural Gas
| 59499 | Midstream Program | Cooking Equipment | High Efficient Cooking Equipment | Ductless Mini-Split, Elec Furnace, CAC | Active | 7562 |  | 3876 | 500 |  |  |  | 0.2604 | 136116 |  | 18 | Ductless Mini-Split- Elec Furnace- CAC | [5 empty] | Ductless Mini-Split |  | Electric Furnace CAC |  |  | Electric | Electric Furance - CAC
| 59497 | Midstream Program | Cooking Equipment | High Efficient Cooking Equipment | Ductless Mini-Split, Elec Resistance, CAC | Active | 5697 |  | 3874 | 500 |  |  |  | 0.2604 | 102546 |  | 18 | Ductless Mini-Split- Elec Resistance- CAC | [5 empty] | Ductless Mini-Split |  | Electric Resistance CAC |  |  | Electric | Electric Resistance - CAC
| 59500 | Midstream Program | Cooking Equipment | High Efficient Cooking Equipment | Ductless Mini-Split, Elec Resistance, No AC | Active | 5187 |  | 3877 | 500 |  |  |  | -0.8486 | 93366 |  | 18 | Ductless Mini-Split- Elec Resistance- No AC | [5 empty] | Ductless Mini-Split |  | Electric Resistance No AC |  |  | Electric | Electric Resistance - No AC
| 59498 | Midstream Program | Cooking Equipment | High Efficient Cooking Equipment | Ductless Mini-Split, Elec Resistance, Room AC | Active | 5697 |  | 3875 | 500 |  |  |  | 0.2338 | 102546 |  | 18 | Ductless Mini-Split- Elec Resistance- Room AC | [5 empty] | Ductless Mini-Split |  | Electric Resistance Room AC |  |  | Electric | Electric Resistance - Room AC
| 59384 | Midstream Program | Cooking Equipment | High Efficient Cooking Equipment | Freezer | Disabled
| 59457 | Midstream Program | Cooking Equipment | High Efficient Cooking Equipment | Freezer, Chest, Glass Door 30-49 cu ft | Active | 580 |  | 2323 | 100 |  |  |  | 0.066 | 6960 |  | 12 | Freezer- Chest- Glass Door 30-49 cu ft | [5 empty] | Commercial Kitchen Equipment |  | Freezer | [6 empty] | 30-49 cu ft | Chest - Glass Door
| 59458 | Midstream Program | Cooking Equipment | High Efficient Cooking Equipment | Freezer, Chest, Glass Door 50+ cu ft | Active | 794 |  | 2324 | 100 |  |  |  | 0.091 | 9528 |  | 12 | Freezer- Chest- Glass Door 50+ cu ft | [5 empty] | Commercial Kitchen Equipment |  | Freezer | [6 empty] | 50+ cu ft | Chest - Glass Door
| 59459 | Midstream Program | Cooking Equipment | High Efficient Cooking Equipment | Freezer, Chest, Solid Door 30-49 cu ft | Active | 251 |  | 2327 | 100 |  |  |  | 0.029 | 3012 |  | 12 | Freezer- Chest- Solid Door 30-49 cu ft | [5 empty] | Commercial Kitchen Equipment |  | Freezer | [6 empty] | 30-49 cu ft | Chest - Solid Door
| 59460 | Midstream Program | Cooking Equipment | High Efficient Cooking Equipment | Freezer, Vertical, Glass Door 30-49 cu ft | Active | 1052 |  | 2331 | 100 |  |  |  | 0.12 | 12624 |  | 12 | Freezer- Vertical- Glass Door 30-49 cu ft | [5 empty] | Commercial Kitchen Equipment |  | Freezer | [6 empty] | 30-49 cu ft | Vertical - Glass Door
| 59461 | Midstream Program | Cooking Equipment | High Efficient Cooking Equipment | Freezer, Vertical, Glass Door 50+ cu ft | Active | 1591 |  | 2332 | 100 |  |  |  | 0.182 | 19092 |  | 12 | Freezer- Vertical- Glass Door 50+ cu ft | [5 empty] | Commercial Kitchen Equipment |  | Freezer | [6 empty] | 50+ cu ft | Vertical - Glass Door
| 59462 | Midstream Program | Cooking Equipment | High Efficient Cooking Equipment | Freezer, Vertical, Solid Door 30-49 cu ft | Active | 553 |  | 2335 | 100 |  |  |  | 0.063 | 6636 |  | 12 | Freezer- Vertical- Solid Door 30-49 cu ft | [5 empty] | Commercial Kitchen Equipment |  | Freezer | [6 empty] | 30-49 cu ft | Vertical - Solid Door
| 59463 | Midstream Program | Cooking Equipment | High Efficient Cooking Equipment | Freezer, Vertical, Solid Door 50+ cu ft | Active | 732 |  | 2336 | 100 |  |  |  | 0.084 | 8784 |  | 12 | Freezer- Vertical- Solid Door 50+ cu ft | [5 empty] | Commercial Kitchen Equipment |  | Freezer | [6 empty] | 50+ cu ft | Vertical - Solid Door
| 59475 | Midstream Program | Cooking Equipment | High Efficient Cooking Equipment | Heat Pump Water Heater 2.0 UEF | Active | 233 | 37 | 5008 | 500 |  |  |  | 0.011 | 3029 | 481 | 13 | Heat Pump Water Heater 2.0 UEF | [5 empty] | Heat Pump Water Heater |  | 2.0 UEF |  | 2.0 - <2.6
| 59476 | Midstream Program | Cooking Equipment | High Efficient Cooking Equipment | Heat Pump Water Heater 2.6 UEF | Active | 552 | 37 | 5009 | 500 |  |  |  | 0.0262 | 7176 | 481 | 13 | Heat Pump Water Heater 2.6 UEF | [5 empty] | Heat Pump Water Heater |  | 2.6 UEF |  | 2.6+
| 59443 | Midstream Program | Cooking Equipment | High Efficient Cooking Equipment | Holding Cabinet, 13-28 cu. ft., Ag Com Indu | Active | 3011 |  | 2677 | 300 |  |  |  | 0.495 | 36132 |  | 12 | Holding Cabinet- 13-28 cu. ft.- Ag Com Indu | [5 empty] | Commercial Kitchen Equipment |  | Holding Cabinet | [6 empty] | 13-28 cu. ft.
| 59444 | Midstream Program | Cooking Equipment | High Efficient Cooking Equipment | Holding Cabinet, 13-28 cu. ft., Sch Govt | Active | 1631 |  | 2677 | 300 |  |  |  | 0.495 | 19572 |  | 12 | Holding Cabinet- 13-28 cu. ft.- Sch Govt | [5 empty] | Commercial Kitchen Equipment |  | Holding Cabinet | [6 empty] | 13-28 cu. ft.
| 59445 | Midstream Program | Cooking Equipment | High Efficient Cooking Equipment | Holding Cabinet, 28 cu. ft., Ag Com Indu | Active | 9472 |  | 2679 | 300 |  |  |  | 1.557 | 113664 |  | 12 | Holding Cabinet- 28 cu. ft.- Ag Com Indu | [5 empty] | Commercial Kitchen Equipment |  | Holding Cabinet | [6 empty] | >28 cu. ft.
| 59446 | Midstream Program | Cooking Equipment | High Efficient Cooking Equipment | Holding Cabinet, 28 cu. ft., Sch Govt | Active | 5132 |  | 2679 | 300 |  |  |  | 1.557 | 61584 |  | 12 | Holding Cabinet- 28 cu. ft.- Sch Govt | [5 empty] | Commercial Kitchen Equipment |  | Holding Cabinet | [6 empty] | >28 cu. ft.
| 59386 | Midstream Program | Cooking Equipment | High Efficient Cooking Equipment | Ice Machine | Disabled
| 59472 | Midstream Program | Cooking Equipment | High Efficient Cooking Equipment | Ice Machine, Ice Making Head | Active | 1245 |  | 3906 | 50 |  |  |  | 0.1421 | 12450 |  | 10 | Ice Machine- Ice Making Head | [5 empty] | Commercial Kitchen Equipment | Ice Making Head | Ice Machine
| 59473 | Midstream Program | Cooking Equipment | High Efficient Cooking Equipment | Ice Machine, Remote Condensing Unit | Active | 2966 |  | 3907 | 50 |  |  |  | 0.3385 | 29660 |  | 10 | Ice Machine- Remote Condensing Unit | [5 empty] | Commercial Kitchen Equipment | Remote Condensing Unit | Ice Machine
| 59474 | Midstream Program | Cooking Equipment | High Efficient Cooking Equipment | Ice Machine, Self Contained Unit | Active | 680 |  | 3908 | 50 |  |  |  | 0.0777 | 6800 |  | 10 | Ice Machine- Self Contained Unit | [5 empty] | Commercial Kitchen Equipment | Self-Contained Unit | Ice Machine
| 59447 | Midstream Program | Cooking Equipment | High Efficient Cooking Equipment | Oven, Combination, Elec | Active | 15096 |  | 3118 |  |  |  |  | 3.446 | 181046 |  | 12 | Oven- Combination- Elec | Combination |  |  |  |  | Commercial Kitchen Equipment |  | Oven |  |  | Electric
| 59448 | Midstream Program | Cooking Equipment | High Efficient Cooking Equipment | Oven, Combination, Gas | Active |  | 1103 | 3119 |  |  |  | 750 |  |  | 13236 | 12 | Oven- Combination- Gas | Combination |  |  |  |  | Commercial Kitchen Equipment |  | Oven |  |  | Natural Gas
| 59449 | Midstream Program | Cooking Equipment | High Efficient Cooking Equipment | Oven, Convection, Elec | Active | 2083 |  | 2485 | 175 |  |  |  | 0.48 | 24996 |  | 12 | Oven- Convection- Elec | Convection |  |  |  |  | Commercial Kitchen Equipment |  | Oven |  |  | Electric
| 59450 | Midstream Program | Cooking Equipment | High Efficient Cooking Equipment | Oven, Convection, Gas | Active |  | 156 | 2486 | [6 empty] | 1872 | 12 | Oven- Convection- Gas | Convection |  |  |  |  | Commercial Kitchen Equipment |  | Oven |  |  | Natural Gas
| 59451 | Midstream Program | Cooking Equipment | High Efficient Cooking Equipment | Oven, Rack, Gas, Double | Active | 1002 | 529 | 2487 | 800 |  |  |  | 0.41 | 12024 | 6348 | 12 | Oven- Rack- Gas- Double | Rack-Double |  |  |  |  | Commercial Kitchen Equipment | Double | Oven |  |  | Natural Gas
| 59452 | Midstream Program | Cooking Equipment | High Efficient Cooking Equipment | Oven, Rack, Gas, Single | Active | 828 | 255 | 2488 | 600 |  |  |  | 0.29 | 9936 | 3060 | 12 | Oven- Rack- Gas- Single | Rack-Single |  |  |  |  | Commercial Kitchen Equipment | Single | Oven |  |  | Natural Gas
| 59385 | Midstream Program | Cooking Equipment | High Efficient Cooking Equipment | Refrigerator | Disabled
| 59464 | Midstream Program | Cooking Equipment | High Efficient Cooking Equipment | Refrigerator, Chest, Glass Door 30-49 cu ft | Active | 177 |  | 2523 | 150 |  |  |  | 0.02 | 2124 |  | 12 | Refrigerator- Chest- Glass Door 30-49 cu ft | [5 empty] | Commercial Kitchen Equipment |  | Refrigerator | [6 empty] | 30-49 cu ft | Chest - Glass Door
| 59465 | Midstream Program | Cooking Equipment | High Efficient Cooking Equipment | Refrigerator, Chest, Glass Door 50+ cu ft | Active | 270 |  | 2524 | 150 |  |  |  | 0.031 | 3240 |  | 12 | Refrigerator- Chest- Glass Door 50+ cu ft | [5 empty] | Commercial Kitchen Equipment |  | Refrigerator | [6 empty] | 50+ cu ft | Chest - Glass Door
| 59466 | Midstream Program | Cooking Equipment | High Efficient Cooking Equipment | Refrigerator, Chest, Solid Door 30-49 cu ft | Active | 230 |  | 2527 | 150 |  |  |  | 0.026 | 2760 |  | 12 | Refrigerator- Chest- Solid Door 30-49 cu ft | [5 empty] | Commercial Kitchen Equipment |  | Refrigerator | [6 empty] | 30-49 cu ft | Chest - Solid Door
| 59467 | Midstream Program | Cooking Equipment | High Efficient Cooking Equipment | Refrigerator, Chest, Solid Door 50+ cu ft | Active | 230 |  | 2528 | 150 |  |  |  | 0.026 | 2760 |  | 12 | Refrigerator- Chest- Solid Door 50+ cu ft | [5 empty] | Commercial Kitchen Equipment |  | Refrigerator | [6 empty] | 50+ cu ft | Chest - Solid Door
| 59468 | Midstream Program | Cooking Equipment | High Efficient Cooking Equipment | Refrigerator, Vertical, Glass Door 30-49 cu ft | Active | 536 |  | 2531 | 150 |  |  |  | 0.061 | 6432 |  | 12 | Refrigerator- Vertical- Glass Door 30-49 cu ft | [5 empty] | Commercial Kitchen Equipment |  | Refrigerator | [6 empty] | 30-49 cu ft | Vertical - Glass Door
| 59469 | Midstream Program | Cooking Equipment | High Efficient Cooking Equipment | Refrigerator, Vertical, Glass Door 50+ cu ft | Active | 601 |  | 2532 | 150 |  |  |  | 0.069 | 7212 |  | 12 | Refrigerator- Vertical- Glass Door 50+ cu ft | [5 empty] | Commercial Kitchen Equipment |  | Refrigerator | [6 empty] | 50+ cu ft | Vertical - Glass Door
| 59470 | Midstream Program | Cooking Equipment | High Efficient Cooking Equipment | Refrigerator, Vertical, Solid Door 30-49 cu ft | Active | 243 |  | 2535 | 150 |  |  |  | 0.028 | 2916 |  | 12 | Refrigerator- Vertical- Solid Door 30-49 cu ft | [5 empty] | Commercial Kitchen Equipment |  | Refrigerator | [6 empty] | 30-49 cu ft | Vertical - Solid Door
| 59471 | Midstream Program | Cooking Equipment | High Efficient Cooking Equipment | Refrigerator, Vertical, Solid Door 50+ cu ft | Active | 423 |  | 2536 | 150 |  |  |  | 0.048 | 5076 |  | 12 | Refrigerator- Vertical- Solid Door 50+ cu ft | [5 empty] | Commercial Kitchen Equipment |  | Refrigerator | [6 empty] | 50+ cu ft | Vertical - Solid Door
| 59387 | Midstream Program | Cooking Equipment | High Efficient Cooking Equipment | Steam Cooker | Disabled
| 59453 | Midstream Program | Cooking Equipment | High Efficient Cooking Equipment | Steamer, 3-6, Elec, Ag Com Indu | Active |  |  | 4710 | [7 empty] | 12 | Steamer- 3-6- Elec- Ag Com Indu | [5 empty] | Commercial Kitchen Equipment |  | Steamer |  |  | Electric
| 59454 | Midstream Program | Cooking Equipment | High Efficient Cooking Equipment | Steamer, 3-6, Elec, Sch Govt | Active |  |  | 4710 | [7 empty] | 12 | Steamer- 3-6- Elec- Sch Govt | [5 empty] | Commercial Kitchen Equipment |  | Steamer |  |  | Electric
| 59455 | Midstream Program | Cooking Equipment | High Efficient Cooking Equipment | Steamer, 5-6, Gas, Ag Com Indu | Active |  |  | 4711 | [7 empty] | 12 | Steamer- 5-6- Gas- Ag Com Indu | [5 empty] | Commercial Kitchen Equipment |  | Steamer |  |  | Natural Gas
| 59456 | Midstream Program | Cooking Equipment | High Efficient Cooking Equipment | Steamer, 5-6, Gas, Sch Govt | Active |  |  | 4711 | [7 empty] | 12 | Steamer- 5-6- Gas- Sch Govt | [5 empty] | Commercial Kitchen Equipment |  | Steamer |  |  | Natural Gas
| 59382 | Midstream Program | Water Heating | Water Heaters | Heat Pump Water Heater | Disabled